## Notes
Distribution Feeders Forecasts (Energex Distribution Annual Planning Report 2022-23 to 2026-27)
This workbook provides 5 year DER forecast information for distribution feeders in the Energex network.
Energex Distribution Annual Planning Report is prepared and made available solely for information purposes. While care was taken in the preparation of the information in this report, and it is provided in good faith, Energex accepts no responsibility or liability (including without limitation, liability to any person by reason of negligence or negligent mis-statement) for any loss or damage that may be incurred by any person acting in reliance on this information or assumptions drawn from it, except to the extent that liability under any applicable Queensland or Commonwealth of Australia statute cannot be excluded.
It contains assumptions regarding, among other things, economic growth and load forecasts which may or may not prove to be correct. The forecasts included in the document involve subjective judgements and analysis which are subject to significant uncertainties and contingencies, many of which are out of the control of Energex. Furthermore, forecasted data is subject to ongoing variation due to COVID 19 impacts. Energex makes no representation or warranty as to the accuracy, reliability, completeness or suitability for any particular purpose of the information in this document. All information should be independently investigated, reviewed, analysed and verified, and must not be relied upon in connection with any investment proposal or decision.
The following sections list the 11kV feeders and their forecast.

## 11kV DER
Zone Sub & | Parameter | 2023 | 2024 | 2025 | 2026 | 2027
11 kV Feeder
ABY | Amberley
ABY2A | Power (MW) | 0.13753 | 0.27491 | 0.41052 | 0.53905 | 0.65728
ACR | Albany Creek
ACR1 | Power (MW) | 0.085661 | 0.17213 | 0.25843 | 0.34133 | 0.41887
ACR12A | Power (MW) | 0.53079 | 1.0576 | 1.57 | 2.0454 | 2.471
ACR13A | Power (MW) | 0.29834 | 0.59396 | 0.88277 | 1.1535 | 1.3996
ACR2 | Power (MW) | 0.30642 | 0.6189 | 0.9334 | 1.2373 | 1.5227
ACR3 | Power (MW) | 0.29566 | 0.58986 | 0.87869 | 1.151 | 1.4002
ACR4 | Power (MW) | 0.17541 | 0.35969 | 0.5517 | 0.74443 | 0.93283
ACR5 | Power (MW) | 0.40177 | 0.79937 | 1.1862 | 1.5464 | 1.8713
ACR6 | Power (MW) | 0.22326 | 0.44975 | 0.6767 | 0.89527 | 1.1
AFD | Archerfield
AFD10A | Power (MW) | 0.03811 | 0.052262 | 0.057326 | 0.059053 | 0.059636
AFD11A | Power (MW) | 0.33732 | 0.65944 | 0.92263 | 1.1036 | 1.2129
AFD18A | Power (MW) | 0.29247 | 0.55125 | 0.72967 | 0.82841 | 0.87592
AFD19A | Power (MW) | 0.030895 | 0.043664 | 0.049185 | 0.051535 | 0.052468
AFD20A | Power (MW) | 0.42177 | 0.87203 | 1.3178 | 1.7111 | 2.0238
AFD22B | Power (MW) | 0.12376 | 0.19494 | 0.23313 | 0.25222 | 0.2613
AGE | Ashgrove
AGE10 | Power (MW) | 0.50067 | 1.0368 | 1.6011 | 2.1696 | 2.7236
AGE16B | Power (MW) | 0.23851 | 0.48833 | 0.74476 | 0.99562 | 1.2319
AGE2 | Power (MW) | 0.16293 | 0.33533 | 0.51342 | 0.68834 | 0.85333
AGE3 | Power (MW) | 0.060775 | 0.12527 | 0.19306 | 0.26166 | 0.32931
AGE5B | Power (MW) | 0.13378 | 0.26572 | 0.38957 | 0.49727 | 0.58513
AGE6A | Power (MW) | 0.12639 | 0.26533 | 0.4163 | 0.57398 | 0.73389
AGE7B | Power (MW) | 0.34292 | 0.71292 | 1.1015 | 1.4872 | 1.8527
AGE8 | Power (MW) | 0.17154 | 0.34805 | 0.52789 | 0.70443 | 0.87318
AGE9 | Power (MW) | 0.29512 | 0.60801 | 0.93519 | 1.2634 | 1.5829
AGT | Algester
AGT23A | Power (MW) | 0.29455 | 0.59485 | 0.89766 | 1.1919 | 1.4703
AGT25A | Power (MW) | 0.14655 | 0.29586 | 0.44652 | 0.59322 | 0.7325
AGT27A | Power (MW) | 0.023182 | 0.031465 | 0.034389 | 0.035402 | 0.03576
AGT29A | Power (MW) | 0.12203 | 0.1847 | 0.21288 | 0.22442 | 0.22891
AGT31A | Power (MW) | 0.83664 | 1.4836 | 1.9588 | 2.2848 | 2.4972
AGT33A | Power (MW) | 0.029437 | 0.040806 | 0.04518 | 0.046837 | 0.047437
AGT35A | Power (MW) | 0.73343 | 1.4588 | 2.0827 | 2.5382 | 2.8287
AGT37A | Power (MW) | 0.17477 | 0.33123 | 0.46888 | 0.58487 | 0.6796
AHD | Alexandra Headland
AHD10A | Power (MW) | 0.25921 | 0.52541 | 0.79592 | 1.0608 | 1.3135
AHD10B | Power (MW) | 0.081243 | 0.17185 | 0.27052 | 0.37203 | 0.47113
AHD12A | Power (MW) | 0.031542 | 0.064616 | 0.099086 | 0.13382 | 0.16793
AHD15A | Power (MW) | 0.19566 | 0.38274 | 0.55044 | 0.68767 | 0.7918
AHD15B | Power (MW) | 0.11253 | 0.2316 | 0.35696 | 0.48455 | 0.6113
AHD16 | Power (MW) | 0.25502 | 0.51632 | 0.78086 | 1.0386 | 1.283
AHD17 | Power (MW) | 0.51024 | 1.3785 | 2.612 | 3.9173 | 4.9186
AHD18A | Power (MW) | 0.21439 | 0.43371 | 0.65556 | 0.87126 | 1.0748
AHD18B | Power (MW) | 0.36712 | 0.77015 | 1.2049 | 1.653 | 2.0984
AHD20 | Power (MW) | 0.1807 | 0.3936 | 0.6418 | 0.9191 | 1.2179
AHD21 | Power (MW) | 0.2968 | 0.59611 | 0.89328 | 1.1761 | 1.4372
AHD22A | Power (MW) | 0.11209 | 0.22626 | 0.34343 | 0.46068 | 0.57592
AHD25A | Power (MW) | 0.15446 | 0.31485 | 0.48052 | 0.64614 | 0.8081
AHD3A | Power (MW) | 0.46718 | 0.96983 | 1.4709 | 1.9169 | 2.2753
AHD4A | Power (MW) | 0.28045 | 0.59063 | 0.92771 | 1.2772 | 1.6261
AHD4B | Power (MW) | 0.53581 | 1.1138 | 1.694 | 2.2205 | 2.6575
AHD5 | Power (MW) | 0.21701 | 0.45176 | 0.70442 | 0.96722 | 1.2341
AHD6 | Power (MW) | 0.31992 | 0.70215 | 1.1389 | 1.603 | 2.0656
AHD7 | Power (MW) | 0.18917 | 0.40538 | 0.64771 | 0.90695 | 1.1743
AHL | Arana Hills
AHL11A | Power (MW) | 0.24385 | 0.48912 | 0.73315 | 0.96701 | 1.1854
AHL12A | Power (MW) | 0.31389 | 0.63137 | 0.94888 | 1.2547 | 1.5417
AHL14A | Power (MW) | 0.15698 | 0.30273 | 0.43522 | 0.55014 | 0.64643
AHL15B | Power (MW) | 0.29147 | 0.59468 | 0.9064 | 1.215 | 1.5129
AHL4A | Power (MW) | 0.024574 | 0.048995 | 0.073146 | 0.096141 | 0.11743
AHL5A | Power (MW) | 0.24914 | 0.49835 | 0.74679 | 0.98699 | 1.2139
AHL6A | Power (MW) | 0.32799 | 0.66088 | 0.9955 | 1.32 | 1.6269
AHL8A | Power (MW) | 0.36608 | 0.73825 | 1.1125 | 1.4751 | 1.8171
AHL9A | Power (MW) | 0.19833 | 0.39873 | 0.59851 | 0.78997 | 0.9684
ALY | Annerley
ALY5 | Power (MW) | 0.2158 | 0.45696 | 0.72432 | 1.0105 | 1.3091
ALY6 | Power (MW) | 0.29662 | 0.6115 | 0.94224 | 1.2762 | 1.6033
ALY8 | Power (MW) | 0.17821 | 0.37191 | 0.58079 | 0.79846 | 1.0201
ALY9 | Power (MW) | 0.212 | 0.43932 | 0.67745 | 0.91426 | 1.1398
ALYMRK10 | Power (MW) | 0.006563 | 0.013775 | 0.021646 | 0.029955 | 0.038534
ALYMRK4 | Power (MW) | 0.036532 | 0.072729 | 0.10473 | 0.1294 | 0.14639
AMR | Amamoor
AMR1 | Power (MW) | 0.16764 | 0.35543 | 0.56937 | 0.80632 | 1.058
AMR2 | Power (MW) | 0.24278 | 0.49256 | 0.7433 | 0.98303 | 1.204
AMR3 | Power (MW) | 0.31815 | 0.64933 | 0.98584 | 1.3104 | 1.6108
ARG | Acacia Ridge
ARG10 | Power (MW) | 0.027614 | 0.043977 | 0.053549 | 0.058905 | 0.061805
ARG3 | Power (MW) | 0.14771 | 0.20923 | 0.23459 | 0.24467 | 0.24852
ARG4 | Power (MW) | 0.11605 | 0.24796 | 0.40168 | 0.57581 | 0.76473
ARG5A | Power (MW) | 0.45677 | 0.92196 | 1.3906 | 1.8456 | 2.276
ARG6 | Power (MW) | 0.01653 | 0.035131 | 0.056912 | 0.082155 | 0.11061
ARG8 | Power (MW) | 0.018975 | 0.032435 | 0.042314 | 0.049363 | 0.054157
ARG9A | Power (MW) | 0.14316 | 0.28085 | 0.41134 | 0.53003 | 0.6348
ARL | Arundel
ARL11A | Power (MW) | 0.094892 | 0.19291 | 0.29331 | 0.39245 | 0.48792
ARL11B | Power (MW) | 0.13317 | 0.27342 | 0.42189 | 0.5748 | 0.72843
ARL12A | Power (MW) | 0.16429 | 0.3278 | 0.48865 | 0.64107 | 0.78177
ARL12B | Power (MW) | 0.15107 | 0.30136 | 0.44811 | 0.58505 | 0.70856
ARL13A | Power (MW) | 0.19612 | 0.3945 | 0.59214 | 0.78121 | 0.95689
ARL15B | Power (MW) | 0.22212 | 0.39873 | 0.52873 | 0.6165 | 0.67219
ARL2B | Power (MW) | 0.037648 | 0.066279 | 0.087038 | 0.10116 | 0.11031
ARL3A | Power (MW) | 0.124 | 0.25014 | 0.37651 | 0.49748 | 0.60915
ARL5B | Power (MW) | 0.33213 | 0.73701 | 1.2129 | 1.7371 | 2.2818
ARL6B | Power (MW) | 0.036172 | 0.049258 | 0.05396 | 0.055611 | 0.056178
ATC | Astor Terrace
ATC16A | Power (MW) | 0.097076 | 0.21409 | 0.35464 | 0.51713 | 0.69896
ATC26A | Power (MW) | 0.012251 | 0.027079 | 0.04493 | 0.065588 | 0.088854
ATC7A | Power (MW) | 0.55407 | 1.4254 | 2.4981 | 3.4317 | 4.019
BBH | Broadbeach
BBH10A | Power (MW) | 0.42006 | 0.87465 | 1.358 | 1.8495 | 2.3324
BBH12B | Power (MW) | 0.21777 | 0.46167 | 0.73136 | 1.018 | 1.3143
BBH13B | Power (MW) | 0.034008 | 0.074186 | 0.12127 | 0.17444 | 0.23284
BBH16A | Power (MW) | 0.25621 | 0.55972 | 0.91559 | 1.3166 | 1.7543
BBH1A | Power (MW) | 0.008753 | 0.011971 | 0.013094 | 0.013448 | 0.013572
BBH3A | Power (MW) | 0.076435 | 0.16358 | 0.26336 | 0.37437 | 0.49423
BBH8A | Power (MW) | 0.28109 | 0.5734 | 0.87309 | 1.1678 | 1.449
BBS | Belmont
BBS11A | Power (MW) | 0.43072 | 0.86704 | 1.3062 | 1.7331 | 2.1366
BBS15A | Power (MW) | 0.10204 | 0.21507 | 0.34243 | 0.48264 | 0.63285
BBS7A | Power (MW) | 0.006023 | 0.008296 | 0.00922 | 0.009566 | 0.009702
BBS8A | Power (MW) | 0.45677 | 0.92059 | 1.3902 | 1.8494 | 2.2841
BBSRDL12 | Power (MW) | 1.0452 | 1.9679 | 2.727 | 3.2975 | 3.6969
BDA | Buranda
BDA12B | Power (MW) | 0.12824 | 0.25449 | 0.37735 | 0.49164 | 0.59374
BDA13A | Power (MW) | 0.087257 | 0.17313 | 0.25713 | 0.33593 | 0.40686
BDA2B | Power (MW) | 0.10142 | 0.21616 | 0.34908 | 0.50044 | 0.66821
BDA3A | Power (MW) | 0.23975 | 0.49532 | 0.76708 | 1.0474 | 1.3305
BDA5A | Power (MW) | 0.078358 | 0.16791 | 0.27183 | 0.38967 | 0.52
BDB | Bundamba
BDB27A | Power (MW) | 0.29165 | 0.57563 | 0.84623 | 1.092 | 1.3074
BDB28A | Power (MW) | 0.080721 | 0.16557 | 0.25458 | 0.34507 | 0.43499
BDB32A | Power (MW) | 0.085141 | 0.17136 | 0.25802 | 0.34218 | 0.42202
BDB35A | Power (MW) | 0.19255 | 0.39226 | 0.59748 | 0.80084 | 0.99725
BDB36A | Power (MW) | 0.14718 | 0.28755 | 0.41884 | 0.5361 | 0.63733
BDB37A | Power (MW) | 0.37449 | 0.74488 | 1.1087 | 1.4527 | 1.7676
BDB4A | Power (MW) | 0.14638 | 0.3136 | 0.50551 | 0.71716 | 0.93915
BDL | Bundall
BDL11A | Power (MW) | 1.044 | 2.4142 | 3.6876 | 4.504 | 4.9025
BDL13A | Power (MW) | 0.21602 | 0.47504 | 0.78737 | 1.1454 | 1.528
BDL16A | Power (MW) | 0.027912 | 0.058678 | 0.093722 | 0.13315 | 0.17638
BDL4A | Power (MW) | 0.22014 | 0.44857 | 0.68293 | 0.91416 | 1.1359
BDL5A | Power (MW) | 0.063928 | 0.13822 | 0.22324 | 0.31544 | 0.41048
BDL7A | Power (MW) | 0.026013 | 0.052989 | 0.080697 | 0.1081 | 0.13448
BDL9A | Power (MW) | 0.05922 | 0.11105 | 0.15225 | 0.18159 | 0.20082
BDT | Beaudesert
BDT1A | Power (MW) | 0.2677 | 0.58216 | 0.93717 | 1.3092 | 1.6728
BDT1B | Power (MW) | 0.077057 | 0.15675 | 0.23841 | 0.31888 | 0.39594
BDT2B | Power (MW) | 0.22387 | 0.45589 | 0.69267 | 0.92474 | 1.1458
BDT3A | Power (MW) | 0.11604 | 0.23013 | 0.34101 | 0.44468 | 0.53923
BDT5A | Power (MW) | 0.64477 | 1.3084 | 1.9784 | 2.6231 | 3.2201
BDT6A | Power (MW) | 0.2479 | 0.51804 | 0.80677 | 1.1008 | 1.3887
BGY | Burpengary
BGY13A | Power (MW) | 0.068484 | 0.12728 | 0.17502 | 0.21102 | 0.23673
BGY15A | Power (MW) | 0.46243 | 0.91747 | 1.3589 | 1.7695 | 2.1401
BGY17A | Power (MW) | 0.48483 | 0.96966 | 1.4473 | 1.8987 | 2.3126
BGY3A | Power (MW) | 0.10708 | 0.17878 | 0.22444 | 0.25163 | 0.26714
BGY5A | Power (MW) | 0.36232 | 0.72816 | 1.0923 | 1.4401 | 1.7626
BGY6A | Power (MW) | 0.52255 | 1.039 | 1.5403 | 2.0055 | 2.4229
BHD | Burleigh Heads
BHD1A | Power (MW) | 0.21803 | 0.44786 | 0.68766 | 0.92888 | 1.1654
BHD20A | Power (MW) | 0.13224 | 0.27349 | 0.42307 | 0.576 | 0.72866
BHD21A | Power (MW) | 0.3089 | 0.62228 | 0.93632 | 1.2386 | 1.521
BHD23A | Power (MW) | 0.40894 | 0.81973 | 1.2255 | 1.6088 | 1.9589
BHD29A | Power (MW) | 0.16647 | 0.30653 | 0.41406 | 0.48847 | 0.53593
BHD2A | Power (MW) | 0.33428 | 0.69018 | 1.0626 | 1.436 | 1.7983
BHD31A | Power (MW) | 0.22799 | 0.39083 | 0.49922 | 0.56628 | 0.60576
BHD32B | Power (MW) | 0.050952 | 0.10693 | 0.16785 | 0.23181 | 0.2974
BHD33A | Power (MW) | 0.32398 | 0.66226 | 1.0053 | 1.3331 | 1.6308
BHD35A | Power (MW) | 0.46196 | 0.92326 | 1.3753 | 1.7984 | 2.1814
BHD36A | Power (MW) | 0.035937 | 0.074838 | 0.1168 | 0.16071 | 0.20574
BHD3A | Power (MW) | 0.22173 | 0.4584 | 0.70815 | 0.96171 | 1.2121
BHD41A | Power (MW) | 0.69011 | 1.3964 | 2.1008 | 2.767 | 3.3712
BHD44A | Power (MW) | 0.37747 | 0.76738 | 1.1649 | 1.5545 | 1.9256
BHD45B | Power (MW) | 0.36001 | 0.72976 | 1.1046 | 1.4697 | 1.8153
BHD46A | Power (MW) | 0.23941 | 0.44629 | 0.6129 | 0.73618 | 0.82161
BHD5A | Power (MW) | 0.12622 | 0.26032 | 0.40143 | 0.54461 | 0.68619
BHD7A | Power (MW) | 0.34629 | 0.72054 | 1.1194 | 1.5283 | 1.9349
BHL | Bald Hills Bus 2
BHL2A | Power (MW) | 0.60543 | 1.2122 | 1.7956 | 2.3176 | 2.7573
BHL4A | Power (MW) | 0.57267 | 1.179 | 1.8219 | 2.4815 | 3.1359
BHL5A | Power (MW) | 0.087028 | 0.17915 | 0.27594 | 0.37408 | 0.47112
BHL | Bald Hills Bus 1
BHL6A | Power (MW) | 0.18701 | 0.38454 | 0.5884 | 0.78823 | 0.97607
BHL7 | Power (MW) | 0.19345 | 0.38662 | 0.57752 | 0.75955 | 0.92894
BIS | Bribie Island
BIS12B | Power (MW) | 0.71001 | 1.4285 | 2.1442 | 2.8264 | 3.4538
BIS13A | Power (MW) | 0.63709 | 1.2873 | 1.9322 | 2.5362 | 3.0753
BIS15A | Power (MW) | 0.16829 | 0.3416 | 0.51817 | 0.69167 | 0.85808
BIS16A | Power (MW) | 0.53634 | 1.0933 | 1.6612 | 2.215 | 2.7373
BIS1A | Power (MW) | 0.4127 | 0.82701 | 1.2362 | 1.6234 | 1.9781
BIS2B | Power (MW) | 0.18313 | 0.3723 | 0.56597 | 0.75727 | 0.94163
BISTPT3 | Power (MW) | 0.1911 | 0.38585 | 0.58269 | 0.77495 | 0.95863
BKD | Birkdale
BKD12A | Power (MW) | 0.40093 | 0.81406 | 1.2342 | 1.6446 | 2.0339
BKD13A | Power (MW) | 0.49458 | 0.99589 | 1.4988 | 1.985 | 2.4429
BKD15A | Power (MW) | 0.4228 | 0.86538 | 1.3237 | 1.7792 | 2.2158
BKD16A | Power (MW) | 0.3511 | 0.70253 | 1.0505 | 1.3824 | 1.6912
BKD2B | Power (MW) | 0.25756 | 0.52012 | 0.78493 | 1.0423 | 1.2861
BKD3A | Power (MW) | 0.49465 | 1.0023 | 1.5157 | 2.0136 | 2.4819
BKD5B | Power (MW) | 0.47969 | 0.96273 | 1.4427 | 1.9008 | 2.3255
BLB | Bulimba
BLB2A | Power (MW) | 0.44493 | 0.9345 | 1.4608 | 1.9982 | 2.5241
BLB4A | Power (MW) | 0.26162 | 0.54077 | 0.83293 | 1.1243 | 1.4041
BLB5A | Power (MW) | 0.32423 | 0.67359 | 1.0429 | 1.4145 | 1.7739
BLB8B | Power (MW) | 0.23577 | 0.49384 | 0.7752 | 1.0718 | 1.3758
BLB9A | Power (MW) | 0.11418 | 0.24026 | 0.37809 | 0.5233 | 0.67231
BLB9B | Power (MW) | 0.41885 | 0.89588 | 1.4235 | 1.9732 | 2.5164
BLBNFM6 | Power (MW) | 0.29061 | 0.60933 | 0.95476 | 1.3148 | 1.6796
BLH | Beenleigh
BLH10A | Power (MW) | 0.14265 | 0.25825 | 0.34698 | 0.41033 | 0.45318
BLH10B | Power (MW) | 0.30556 | 0.63232 | 0.97849 | 1.3322 | 1.6849
BLH11B | Power (MW) | 0.10121 | 0.21655 | 0.34358 | 0.47443 | 0.60137
BLH12A | Power (MW) | 0.46922 | 0.93643 | 1.3934 | 1.8205 | 2.2063
BLH12B | Power (MW) | 0.18238 | 0.36979 | 0.56076 | 0.74875 | 0.92938
BLH13B | Power (MW) | 0.21213 | 0.41469 | 0.59763 | 0.75001 | 0.86892
BLH15B | Power (MW) | 0.16931 | 0.34699 | 0.53111 | 0.714 | 0.88978
BLH16A | Power (MW) | 0.055148 | 0.11362 | 0.17523 | 0.23795 | 0.30036
BLH9A | Power (MW) | 0.24823 | 0.60488 | 1.0838 | 1.6504 | 2.2303
BLH9B | Power (MW) | 0.36738 | 0.73962 | 1.1125 | 1.4716 | 1.8077
BLHSTN16 | Power (MW) | 0.090102 | 0.14097 | 0.16843 | 0.18246 | 0.18939
BLN | Beenleigh North
BLN15A | Power (MW) | 0.29182 | 0.59778 | 0.91589 | 1.2352 | 1.5478
BLN16A | Power (MW) | 1.3025 | 2.7058 | 4.1233 | 5.4245 | 6.5213
BLN1B | Power (MW) | 0.19934 | 0.39444 | 0.58091 | 0.74861 | 0.88999
BLN2B | Power (MW) | 0.10465 | 0.19831 | 0.27922 | 0.34494 | 0.3959
BLN5B | Power (MW) | 0.1406 | 0.29686 | 0.46783 | 0.64701 | 0.82882
BMT | Black Mountain
BMT2 | Power (MW) | 0.062293 | 0.12458 | 0.18599 | 0.24416 | 0.29771
BMT3 | Power (MW) | 0.064296 | 0.12705 | 0.18748 | 0.24341 | 0.29375
BMT4 | Power (MW) | 0.90059 | 1.859 | 2.822 | 3.7067 | 4.4553
BMT5 | Power (MW) | 0.082172 | 0.16371 | 0.24329 | 0.3177 | 0.38512
BNH | Boonah
BNH1B | Power (MW) | 0.094052 | 0.18759 | 0.27947 | 0.36644 | 0.44674
BNH2B | Power (MW) | 0.23788 | 0.48231 | 0.72996 | 0.97079 | 1.198
BNH3A | Power (MW) | 0.034802 | 0.069648 | 0.104 | 0.13646 | 0.16626
BNH5A | Power (MW) | 0.077469 | 0.15623 | 0.23538 | 0.31206 | 0.38448
BNH6A | Power (MW) | 0.069036 | 0.1413 | 0.21796 | 0.29763 | 0.37859
BPN | Browns Plains
BPN26A | Power (MW) | 0.40646 | 0.83631 | 1.2818 | 1.7202 | 2.1332
BPN28A | Power (MW) | 0.4829 | 0.96876 | 1.4513 | 1.9114 | 2.3374
BPN29A | Power (MW) | 0.34538 | 0.6915 | 1.033 | 1.3562 | 1.6533
BPN2A | Power (MW) | 0.012518 | 0.018037 | 0.02056 | 0.021722 | 0.02224
BPN3 | Power (MW) | 0.46838 | 0.95067 | 1.4401 | 1.9164 | 2.3659
BPN31A | Power (MW) | 0.061035 | 0.13438 | 0.22314 | 0.32789 | 0.44786
BPN32B | Power (MW) | 0.036203 | 0.05051 | 0.055938 | 0.057916 | 0.058596
BPN34A | Power (MW) | 0.37102 | 0.74852 | 1.1277 | 1.4932 | 1.8347
BPN35A | Power (MW) | 0.20044 | 0.40156 | 0.60107 | 0.79156 | 0.96853
BPN36A | Power (MW) | 0.47443 | 0.95831 | 1.4445 | 1.9132 | 2.3515
BPN4 | Power (MW) | 0.21129 | 0.44709 | 0.70589 | 0.97677 | 1.2493
BPN6 | Power (MW) | 0.52536 | 1.0716 | 1.628 | 2.168 | 2.6723
BRD | Brendale
BRD10B | Power (MW) | 0.071376 | 0.14676 | 0.22741 | 0.31185 | 0.39843
BRD11A | Power (MW) | 0.35923 | 0.70685 | 1.0365 | 1.3351 | 1.5963
BRD13A | Power (MW) | 0.41867 | 0.84474 | 1.2715 | 1.6806 | 2.0596
BRD14B | Power (MW) | 0.12732 | 0.2283 | 0.30525 | 0.36036 | 0.3979
BRD16A | Power (MW) | 0.15514 | 0.35758 | 0.60505 | 0.87757 | 1.1474
BRD2A | Power (MW) | 0.17554 | 0.35358 | 0.53163 | 0.7023 | 0.86063
BRD3B | Power (MW) | 0.27516 | 0.54905 | 0.81602 | 1.0642 | 1.2868
BRD4B | Power (MW) | 0.51036 | 1.0496 | 1.6067 | 2.1543 | 2.6713
BRD5A | Power (MW) | 0.27802 | 0.55797 | 0.83637 | 1.1024 | 1.3493
BRD8A | Power (MW) | 0.40024 | 0.79974 | 1.193 | 1.5645 | 1.9056
BRT | Brighton
BRT3 | Power (MW) | 0.18809 | 0.38154 | 0.57817 | 0.77051 | 0.95374
BRT5 | Power (MW) | 0.27484 | 0.55918 | 0.84935 | 1.134 | 1.4054
BRT6 | Power (MW) | 0.23767 | 0.48342 | 0.73476 | 0.98234 | 1.2198
BRT8 | Power (MW) | 0.23235 | 0.47345 | 0.7206 | 0.96439 | 1.1985
BTA | Bethania
BTA13A | Power (MW) | 0.39959 | 0.803 | 1.2045 | 1.5879 | 1.9433
BTA15A | Power (MW) | 0.24327 | 0.49582 | 0.75802 | 1.0223 | 1.2825
BTA1A | Power (MW) | 0.40399 | 0.83611 | 1.2914 | 1.7503 | 2.1972
BTA3A | Power (MW) | 0.84147 | 1.7463 | 2.6744 | 3.5535 | 4.3271
BTA5A | Power (MW) | 0.53542 | 1.1001 | 1.6845 | 2.2614 | 2.8102
BTN | Bromelton
BTN2 | Power (MW) | 0.14626 | 0.30126 | 0.46055 | 0.61368 | 0.75219
BTN3 | Power (MW) | 0.29659 | 0.60352 | 0.91482 | 1.2157 | 1.4956
BTN7 | Power (MW) | 0.008845 | 0.016848 | 0.024118 | 0.030436 | 0.035846
BTY | Birtinya
BTY5A | Power (MW) | 0.5563 | 1.1189 | 1.6758 | 2.2005 | 2.6766
BTY7A | Power (MW) | 0.74141 | 1.5539 | 2.4103 | 3.2513 | 4.0266
BVL | Booval
BVL10A | Power (MW) | 0.099811 | 0.20429 | 0.31266 | 0.42103 | 0.5267
BVL13A | Power (MW) | 0.19972 | 0.40914 | 0.62883 | 0.85272 | 1.0761
BVL15A | Power (MW) | 0.19842 | 0.43103 | 0.70352 | 1.0102 | 1.3406
BVL2A | Power (MW) | 0.20097 | 0.41124 | 0.62895 | 0.84645 | 1.0585
BVL3A | Power (MW) | 0.1712 | 0.34603 | 0.52301 | 0.69599 | 0.86115
BVL5A | Power (MW) | 0.40144 | 0.80915 | 1.219 | 1.6162 | 1.9914
BVL9A | Power (MW) | 0.064421 | 0.12956 | 0.19482 | 0.25799 | 0.31776
BVLNCM7 | Power (MW) | 0.79183 | 1.6461 | 2.5306 | 3.3815 | 4.1489
BWH | Beerwah
BWH12A | Power (MW) | 0.29428 | 0.59198 | 0.88443 | 1.156 | 1.397
BWH13A | Power (MW) | 0.15251 | 0.30345 | 0.45006 | 0.58645 | 0.70951
BWH16A | Power (MW) | 0.64589 | 1.3207 | 2.0145 | 2.6963 | 3.3417
BWH7A | Power (MW) | 0.51754 | 1.0575 | 1.6073 | 2.1392 | 2.6332
BWH8A | Power (MW) | 0.32333 | 0.64911 | 0.97074 | 1.273 | 1.5463
CBT | Caboolture
CBT12A | Power (MW) | 1.1915 | 2.4495 | 3.7215 | 4.9165 | 5.9695
CBT13A | Power (MW) | 0.61493 | 1.2521 | 1.891 | 2.494 | 3.0353
CBT15A | Power (MW) | 0.34814 | 0.69165 | 1.0237 | 1.3295 | 1.601
CBT4A | Power (MW) | 0.13356 | 0.18715 | 0.20826 | 0.21628 | 0.21927
CBT7A | Power (MW) | 0.21058 | 0.4423 | 0.69665 | 0.96647 | 1.2446
CBT8A | Power (MW) | 0.73169 | 1.4613 | 2.1704 | 2.8234 | 3.3988
CBW | Caboolture West
CBW10 | Power (MW) | 0.4175 | 0.85697 | 1.308 | 1.7468 | 2.1556
CBW11 | Power (MW) | 0.78119 | 1.5817 | 2.3739 | 3.1091 | 3.7556
CBW12 | Power (MW) | 0.14923 | 0.29433 | 0.43143 | 0.55386 | 0.65839
CBW13 | Power (MW) | 0.096582 | 0.19033 | 0.27985 | 0.36179 | 0.43451
CBW14 | Power (MW) | 0.076465 | 0.14266 | 0.19763 | 0.24051 | 0.27247
CBW5 | Power (MW) | 0.16165 | 0.33419 | 0.51577 | 0.69904 | 0.87816
CBW6 | Power (MW) | 0.70329 | 1.4184 | 2.1316 | 2.811 | 3.4356
CBW7 | Power (MW) | 0.34248 | 0.69139 | 1.0417 | 1.379 | 1.6938
CBW8 | Power (MW) | 0.025004 | 0.052678 | 0.084405 | 0.12033 | 0.15987
CBW9 | Power (MW) | 0.031189 | 0.055727 | 0.074011 | 0.086728 | 0.095113
CCY | Cades County
CCY12A | Power (MW) | 0.2907 | 0.59366 | 0.90509 | 1.2126 | 1.5073
CCY13A | Power (MW) | 0.44695 | 0.89929 | 1.3474 | 1.7702 | 2.1542
CCY14B | Power (MW) | 0.17257 | 0.35222 | 0.53726 | 0.72049 | 0.8968
CCY1B | Power (MW) | 0.32774 | 0.58174 | 0.76543 | 0.88771 | 0.96445
CCY24B | Power (MW) | 0.27177 | 0.55305 | 0.83923 | 1.1154 | 1.3679
CCY25A | Power (MW) | 0.56683 | 1.1468 | 1.7315 | 2.297 | 2.8275
CCY26A | Power (MW) | 0.72799 | 1.4626 | 2.1875 | 2.8681 | 3.4829
CCY3B | Power (MW) | 0.31193 | 0.62574 | 0.93767 | 1.2357 | 1.5123
CCY6A | Power (MW) | 0.20299 | 0.43262 | 0.68563 | 0.94968 | 1.213
CCY7A | Power (MW) | 0.70333 | 1.4436 | 2.2025 | 2.9394 | 3.6238
CCY8A | Power (MW) | 0.16887 | 0.34086 | 0.51469 | 0.68418 | 0.84545
CCYUPC17 | Power (MW) | 0.014686 | 0.025164 | 0.031775 | 0.035508 | 0.037461
CCYUPC2 | Power (MW) | 0.4969 | 1.0114 | 1.5174 | 1.9761 | 2.3638
CCYUPC23 | Power (MW) | 0.13624 | 0.27176 | 0.40484 | 0.53045 | 0.64572
CFD | Clayfield
CFD1A | Power (MW) | 0.15985 | 0.33696 | 0.53299 | 0.74369 | 0.96521
CFD6A | Power (MW) | 0.23449 | 0.49217 | 0.77446 | 1.0742 | 1.3851
CHL | Camp Hill
CHL10 | Power (MW) | 0.24229 | 0.49167 | 0.74573 | 0.99508 | 1.2334
CHL2 | Power (MW) | 0.33464 | 0.69523 | 1.0768 | 1.4628 | 1.8399
CHL3 | Power (MW) | 0.34869 | 0.71586 | 1.0976 | 1.4793 | 1.8505
CHL4 | Power (MW) | 0.30396 | 0.63504 | 0.99055 | 1.3568 | 1.7229
CHL5 | Power (MW) | 0.38325 | 0.81439 | 1.2924 | 1.8006 | 2.3235
CHL6A | Power (MW) | 0.21788 | 0.44742 | 0.68703 | 0.92853 | 1.1661
CHL7 | Power (MW) | 0.52218 | 1.0761 | 1.6459 | 2.1977 | 2.706
CHL8 | Power (MW) | 0.20929 | 0.43482 | 0.67313 | 0.91311 | 1.1455
CHL9 | Power (MW) | 0.04934 | 0.10405 | 0.16379 | 0.2264 | 0.28996
CLD | Caloundra
CLD11 | Power (MW) | 0.75191 | 1.5067 | 2.247 | 2.9363 | 3.551
CLD16A | Power (MW) | 0.022191 | 0.043324 | 0.063227 | 0.081232 | 0.096996
CLD17A | Power (MW) | 0.31777 | 0.65259 | 1.0009 | 1.3491 | 1.6873
CLD18A | Power (MW) | 0.084813 | 0.1202 | 0.1344 | 0.13986 | 0.14191
CLD1A | Power (MW) | 0.36051 | 0.71885 | 1.0699 | 1.4001 | 1.702
CLD2 | Power (MW) | 0.28353 | 0.57224 | 0.86434 | 1.1502 | 1.4238
CLD20A | Power (MW) | 0.31786 | 0.6406 | 0.9646 | 1.2775 | 1.5713
CLD21A | Power (MW) | 0.54937 | 1.1106 | 1.6741 | 2.2157 | 2.719
CLD22A | Power (MW) | 0.061443 | 0.13202 | 0.21274 | 0.3022 | 0.39937
CLD25A | Power (MW) | 0.12261 | 0.25114 | 0.38492 | 0.51939 | 0.65135
CLD26A | Power (MW) | 0.106 | 0.18972 | 0.25321 | 0.29823 | 0.32838
CLD28A | Power (MW) | 0.74101 | 1.5046 | 2.2759 | 3.0185 | 3.7069
CLD29A | Power (MW) | 2.71 | 4.2016 | 4.8276 | 5.0513 | 5.1256
CLD3 | Power (MW) | 0.10182 | 0.18802 | 0.25692 | 0.30784 | 0.3433
CLD30A | Power (MW) | 0.24779 | 0.51157 | 0.7877 | 1.0649 | 1.3349
CLD8 | Power (MW) | 0.058314 | 0.12544 | 0.20054 | 0.27995 | 0.36012
CLM | Coolum
CLM10 | Power (MW) | 0.88734 | 1.8341 | 2.7972 | 3.7072 | 4.5152
CLM3 | Power (MW) | 0.24923 | 0.50784 | 0.77354 | 1.0365 | 1.2899
CLM5 | Power (MW) | 0.40701 | 0.84756 | 1.3191 | 1.8042 | 2.2884
CLM6 | Power (MW) | 0.37095 | 0.77708 | 1.2157 | 1.6702 | 2.1262
CLM7 | Power (MW) | 0.17048 | 0.35217 | 0.54372 | 0.73791 | 0.92927
CLM8 | Power (MW) | 0.36986 | 0.76148 | 1.1697 | 1.5776 | 1.9725
CLM9 | Power (MW) | 0.5462 | 1.1282 | 1.7408 | 2.3605 | 2.9694
CMA | Coomera
CMA11A | Power (MW) | 0.19423 | 0.29419 | 0.34263 | 0.36479 | 0.37457
CMA15A | Power (MW) | 0.38714 | 0.84055 | 1.3586 | 1.9154 | 2.4788
CMA17A | Power (MW) | 0.9278 | 1.8345 | 2.6668 | 3.3664 | 3.9128
CMA18A | Power (MW) | 0.68584 | 1.4342 | 2.2293 | 3.0277 | 3.7919
CMA18B | Power (MW) | 0.62117 | 1.2681 | 1.9223 | 2.5465 | 3.1144
CMA20A | Power (MW) | 0.35283 | 0.71809 | 1.0913 | 1.4574 | 1.8058
CMA8A | Power (MW) | 0.21908 | 0.41943 | 0.59714 | 0.74621 | 0.86606
CMA9A | Power (MW) | 0.60987 | 1.2669 | 1.9568 | 2.6424 | 3.293
CMD | Currimundi
CMD11A | Power (MW) | 0.74996 | 1.492 | 2.2105 | 2.873 | 3.4616
CMD13A | Power (MW) | 0.23749 | 0.47013 | 0.69614 | 0.90803 | 1.1019
CMD15A | Power (MW) | 0.25969 | 0.51979 | 0.77748 | 1.0234 | 1.252
CMD3A | Power (MW) | 0.094083 | 0.18829 | 0.28148 | 0.37025 | 0.45255
CMD5A | Power (MW) | 0.26743 | 0.54256 | 0.82323 | 1.0995 | 1.3646
CMD7A | Power (MW) | 0.14859 | 0.29933 | 0.4505 | 0.59642 | 0.73346
CMD9A | Power (MW) | 0.18724 | 0.37731 | 0.56814 | 0.75271 | 0.92666
CMV | Calamvale
CMV10A | Power (MW) | 0.075939 | 0.15379 | 0.23564 | 0.32027 | 0.40591
CMV11A | Power (MW) | 0.33588 | 0.67311 | 1.0086 | 1.3306 | 1.632
CMV12A | Power (MW) | 0.16625 | 0.33369 | 0.50097 | 0.66223 | 0.81393
CMV12B | Power (MW) | 0.53224 | 1.0612 | 1.58 | 2.0694 | 2.5184
CMV13 | Power (MW) | 0.38501 | 0.76531 | 1.1368 | 1.4862 | 1.8065
CMV14 | Power (MW) | 0.26613 | 0.54039 | 0.82027 | 1.0953 | 1.3584
CMV7 | Power (MW) | 0.3391 | 0.6811 | 1.0228 | 1.3523 | 1.6621
CMV8 | Power (MW) | 0.28509 | 0.57227 | 0.85857 | 1.1329 | 1.3882
CMV9A | Power (MW) | 0.12251 | 0.24318 | 0.36123 | 0.47293 | 0.57643
CMV9B | Power (MW) | 0.24598 | 0.49558 | 0.74619 | 0.98831 | 1.216
CMY | Coominya
CMY1 | Power (MW) | 0.12542 | 0.25378 | 0.38354 | 0.50906 | 0.62626
CMY4 | Power (MW) | 0.18084 | 0.36382 | 0.54627 | 0.72087 | 0.883
CNA | Cooneana
CNA7A | Power (MW) | 0.13863 | 0.27973 | 0.42175 | 0.55937 | 0.68927
CNA8A | Power (MW) | 0.61226 | 0.96642 | 1.1467 | 1.2296 | 1.2657
CNA9A | Power (MW) | 0.59898 | 1.0502 | 1.354 | 1.5377 | 1.6407
CNB | Cornubia
CNB21B | Power (MW) | 0.30233 | 0.60657 | 0.90872 | 1.1971 | 1.4646
CNB24A | Power (MW) | 0.28208 | 0.56605 | 0.8481 | 1.1173 | 1.3671
CNB25A | Power (MW) | 0.29781 | 0.60273 | 0.90818 | 1.1994 | 1.4665
CNB26A | Power (MW) | 0.292 | 0.58987 | 0.89274 | 1.1887 | 1.4665
COR | Cooran
COR22A | Power (MW) | 0.17139 | 0.34519 | 0.51872 | 0.68496 | 0.83957
COR23A | Power (MW) | 0.18161 | 0.36641 | 0.55071 | 0.72622 | 0.88764
COR25A | Power (MW) | 0.21067 | 0.39803 | 0.55842 | 0.68755 | 0.7869
COR26A | Power (MW) | 0.21082 | 0.42218 | 0.63103 | 0.82909 | 1.0116
CPB | Capalaba
CPB2 | Power (MW) | 0.082784 | 0.15239 | 0.2039 | 0.23729 | 0.25704
CPB3 | Power (MW) | 0.22473 | 0.46675 | 0.72389 | 0.98585 | 1.2442
CPB4 | Power (MW) | 0.26552 | 0.54015 | 0.82149 | 1.0994 | 1.3672
CPB5 | Power (MW) | 0.003243 | 0.006648 | 0.010149 | 0.013668 | 0.017106
CPB6 | Power (MW) | 0.22083 | 0.4604 | 0.71545 | 0.97394 | 1.2256
CPB8 | Power (MW) | 0.20374 | 0.41013 | 0.61459 | 0.80683 | 0.98017
CPC | Carole Park Central
CPC1A | Power (MW) | 0.18791 | 0.3009 | 0.36417 | 0.39685 | 0.41264
CPC22A | Power (MW) | 0.07051 | 0.098698 | 0.11044 | 0.11524 | 0.11711
CPC25A | Power (MW) | 0.14644 | 0.22593 | 0.26886 | 0.29112 | 0.30219
CPC2A | Power (MW) | 0.35006 | 0.71152 | 1.0798 | 1.4402 | 1.7827
CPC2B | Power (MW) | 0.39059 | 0.78297 | 1.1723 | 1.544 | 1.8894
CPC3B | Power (MW) | 0.000426 | 0.000582 | 0.000646 | 0.000673 | 0.000691
CPD | Carpendale
CPD2A | Power (MW) | 0.004898 | 0.009495 | 0.013766 | 0.01762 | 0.020996
CPK | Carole Park
CPK10 | Power (MW) | 0.26271 | 0.53153 | 0.80215 | 1.0631 | 1.3067
CPK11 | Power (MW) | 0.029246 | 0.040224 | 0.044495 | 0.046169 | 0.046775
CPK13 | Power (MW) | 0.1818 | 0.36602 | 0.55035 | 0.72768 | 0.89367
CPK7 | Power (MW) | 0.12968 | 0.26528 | 0.40635 | 0.54822 | 0.68752
CPK8 | Power (MW) | 0.18119 | 0.28662 | 0.34446 | 0.37397 | 0.3881
CPK9 | Power (MW) | 0.11357 | 0.23312 | 0.35801 | 0.48384 | 0.60754
CPL | Coopers Plains
CPL25A | Power (MW) | 0.030391 | 0.060442 | 0.089879 | 0.11778 | 0.14358
CPL25B | Power (MW) | 0.26354 | 0.53952 | 0.82298 | 1.0989 | 1.3551
CPL26A | Power (MW) | 0.22853 | 0.47092 | 0.72733 | 0.98735 | 1.2395
CPL2A | Power (MW) | 0.095626 | 0.20548 | 0.33561 | 0.48688 | 0.65709
CPL3A | Power (MW) | 0.71717 | 1.4795 | 2.2577 | 2.9966 | 3.655
CPL5A | Power (MW) | 0.38929 | 0.77487 | 1.1195 | 1.3892 | 1.5781
CPL6A | Power (MW) | 0.1572 | 0.27077 | 0.34676 | 0.39357 | 0.42086
CPR | Coorparoo
CPR11A | Power (MW) | 0.078637 | 0.15362 | 0.2221 | 0.28049 | 0.32762
CPR13A | Power (MW) | 0.14819 | 0.31065 | 0.48612 | 0.66805 | 0.8512
CPR15A | Power (MW) | 0.23286 | 0.48263 | 0.74789 | 1.0194 | 1.2903
CPR17A | Power (MW) | 0.13714 | 0.28881 | 0.45531 | 0.63175 | 0.81433
CPR19A | Power (MW) | 0.16019 | 0.33317 | 0.51817 | 0.70875 | 0.89981
CPR21A | Power (MW) | 0.1421 | 0.29463 | 0.45679 | 0.62307 | 0.78936
CPR23A | Power (MW) | 0.060606 | 0.12534 | 0.19407 | 0.26479 | 0.33606
CPS | Capalaba South
CPS12B | Power (MW) | 0.32229 | 0.64561 | 0.96589 | 1.2709 | 1.5535
CPS13A | Power (MW) | 0.007771 | 0.01528 | 0.022557 | 0.029381 | 0.035663
CPS15A | Power (MW) | 0.54784 | 1.1054 | 1.663 | 2.1965 | 2.6903
CPS1B | Power (MW) | 0.34433 | 0.76981 | 1.2495 | 1.7259 | 2.1448
CPS2B | Power (MW) | 0.40885 | 0.81891 | 1.2238 | 1.6074 | 1.9601
CPS5A | Power (MW) | 0.29138 | 0.59537 | 0.90562 | 1.2079 | 1.4923
CRB | Currumbin
CRB15A | Power (MW) | 0.087181 | 0.16953 | 0.24585 | 0.31346 | 0.37103
CRB18A | Power (MW) | 0.1269 | 0.27516 | 0.44923 | 0.64723 | 0.86348
CRB22A | Power (MW) | 0.4132 | 0.83307 | 1.2535 | 1.658 | 2.0362
CRB24B | Power (MW) | 0.40804 | 0.87316 | 1.3961 | 1.9598 | 2.5475
CRB25A | Power (MW) | 0.33896 | 0.67772 | 1.0109 | 1.3251 | 1.6125
CRBTHP14 | Power (MW) | 0.25975 | 0.53243 | 0.81525 | 1.0972 | 1.3704
CRBTHP26 | Power (MW) | 0.1874 | 0.38244 | 0.58318 | 0.78209 | 0.97392
CRM | Crestmead
CRM12A | Power (MW) | 0.003069 | 0.004122 | 0.004494 | 0.00464 | 0.004686
CRM13A | Power (MW) | 0.38372 | 0.78072 | 1.1872 | 1.5879 | 1.9728
CRM13B | Power (MW) | 0.024016 | 0.033329 | 0.037159 | 0.038733 | 0.039335
CRM15A | Power (MW) | 0.38538 | 0.78447 | 1.1933 | 1.5965 | 1.9832
CRM16A | Power (MW) | 0.72822 | 1.493 | 2.2783 | 3.0427 | 3.7537
CRM3A | Power (MW) | 0.77986 | 1.6695 | 2.6204 | 3.5365 | 4.335
CRM5A | Power (MW) | 0.46308 | 0.90366 | 1.3135 | 1.676 | 1.9842
CRM5B | Power (MW) | 0.31265 | 0.57992 | 0.73613 | 0.80489 | 0.83096
CRMEDB2 | Power (MW) | 0.056336 | 0.085039 | 0.1004 | 0.1085 | 0.11262
CRY | Cooroy
CRY2A | Power (MW) | 0.18026 | 0.35948 | 0.53516 | 0.70039 | 0.85137
CRY3A | Power (MW) | 0.47505 | 0.98217 | 1.5085 | 2.0246 | 2.5072
CRY5A | Power (MW) | 0.035878 | 0.072143 | 0.10809 | 0.14198 | 0.17271
CRY6A | Power (MW) | 0.26562 | 0.52737 | 0.77774 | 1.0042 | 1.2004
CSE | Chermside
CSE10 | Power (MW) | 0.090709 | 0.19298 | 0.30769 | 0.43188 | 0.56319
CSE2 | Power (MW) | 0.27523 | 0.55922 | 0.84442 | 1.1154 | 1.3614
CSE23A | Power (MW) | 0.092641 | 0.19258 | 0.29938 | 0.40813 | 0.51402
CSE3 | Power (MW) | 0.27323 | 0.57024 | 0.82951 | 1.0083 | 1.1111
CSE4 | Power (MW) | 0.29464 | 0.65117 | 1.0786 | 1.5696 | 2.112
CSE6 | Power (MW) | 0.32752 | 0.68554 | 1.0713 | 1.47 | 1.8695
CSE7 | Power (MW) | 0.19919 | 0.41013 | 0.63074 | 0.85248 | 1.069
CSE9 | Power (MW) | 0.30754 | 0.62653 | 0.95354 | 1.2762 | 1.5861
CVL | Cleveland
CVL11A | Power (MW) | 0.34944 | 0.81816 | 1.3858 | 1.9628 | 2.4492
CVL15A | Power (MW) | 0.02966 | 0.057535 | 0.084577 | 0.11015 | 0.13329
CVL17A | Power (MW) | 0.54017 | 1.0895 | 1.6392 | 2.1659 | 2.6549
CVL1A | Power (MW) | 0.46009 | 0.91899 | 1.368 | 1.7873 | 2.1652
CVL3A | Power (MW) | 0.22183 | 0.44366 | 0.66309 | 0.87211 | 1.0661
CVL5A | Power (MW) | 0.78573 | 1.6169 | 2.4146 | 3.0886 | 3.5987
CVL7A | Power (MW) | 0.47372 | 0.94505 | 1.4092 | 1.8485 | 2.2508
CVL9A | Power (MW) | 0.36646 | 0.73393 | 1.0964 | 1.4387 | 1.7517
DBS | Doboy
DBS16A | Power (MW) | 0.015305 | 0.021007 | 0.023211 | 0.024053 | 0.024343
DBS4A | Power (MW) | 0.10764 | 0.16387 | 0.19178 | 0.20484 | 0.21072
DBS5A | Power (MW) | 0.108 | 0.15958 | 0.18154 | 0.19012 | 0.19336
DBY | Deception Bay
DBY10 | Power (MW) | 0.75619 | 1.5447 | 2.3278 | 3.042 | 3.6415
DBY11 | Power (MW) | 0.16865 | 0.32209 | 0.45878 | 0.57499 | 0.67054
DBY4 | Power (MW) | 0.52837 | 1.0645 | 1.5964 | 2.0987 | 2.5554
DBY5 | Power (MW) | 0.021713 | 0.043377 | 0.064633 | 0.084505 | 0.10246
DBY6 | Power (MW) | 0.26436 | 0.53911 | 0.82166 | 1.1018 | 1.3726
DBY7A | Power (MW) | 0.37862 | 0.76526 | 1.1556 | 1.5348 | 1.8935
DBY8A | Power (MW) | 0.18667 | 0.38157 | 0.58325 | 0.78463 | 0.98069
DBY9 | Power (MW) | 0.39046 | 0.79911 | 1.2224 | 1.644 | 2.0519
DRA | Darra
DRA11A | Power (MW) | 0.13492 | 0.27171 | 0.40902 | 0.54176 | 0.66672
DRA12A | Power (MW) | 0.079646 | 0.10856 | 0.11897 | 0.12259 | 0.12381
DRA15A | Power (MW) | 0.25355 | 0.53609 | 0.85221 | 1.1932 | 1.5473
DRA5A | Power (MW) | 0.073412 | 0.11363 | 0.13431 | 0.14422 | 0.14877
DRA7A | Power (MW) | 0.052585 | 0.097692 | 0.1352 | 0.16467 | 0.18682
DRA8A | Power (MW) | 0.13773 | 0.2425 | 0.31832 | 0.36937 | 0.40201
DRA9A | Power (MW) | 0.15925 | 0.32057 | 0.47886 | 0.62492 | 0.75292
DRD | Duffield Road
DRD13A | Power (MW) | 0.30059 | 0.60774 | 0.91859 | 1.222 | 1.511
DRD15B | Power (MW) | 0.39567 | 0.81192 | 1.2451 | 1.6791 | 2.102
DRD16A | Power (MW) | 0.34114 | 0.65842 | 0.93742 | 1.1647 | 1.3383
DRD2B | Power (MW) | 0.39217 | 0.79362 | 1.1995 | 1.5942 | 1.9679
DRD3A | Power (MW) | 0.21371 | 0.41426 | 0.59893 | 0.76127 | 0.89912
DRD5A | Power (MW) | 0.35752 | 0.73207 | 1.1207 | 1.5097 | 1.8893
EMD | Eumundi
EMD1 | Power (MW) | 0.13386 | 0.27509 | 0.42076 | 0.56378 | 0.69887
EMD2 | Power (MW) | 0.13529 | 0.26957 | 0.39985 | 0.52036 | 0.62787
EMD3 | Power (MW) | 0.17699 | 0.35471 | 0.52992 | 0.69509 | 0.84571
EMP | Eight Mile Plains Bus 2
EMP22A | Power (MW) | 0.66012 | 1.2547 | 1.7361 | 2.0777 | 2.296
EMP23A | Power (MW) | 0.41174 | 0.82285 | 1.2303 | 1.6206 | 1.9859
EMP25A | Power (MW) | 0.1528 | 0.31401 | 0.48206 | 0.65066 | 0.81512
EMPGDR21 | Power (MW) | 1.3398 | 2.693 | 3.9727 | 5.0743 | 5.9488
EMP | Eight Mile Plains Bus 1
EMP15A | Power (MW) | 0.11543 | 0.1569 | 0.17193 | 0.17721 | 0.17903
EMP2A | Power (MW) | 0.3234 | 0.65101 | 0.98008 | 1.2991 | 1.6009
EMP3 | Power (MW) | 0.22689 | 0.46534 | 0.71878 | 0.98197 | 1.2489
ENG | Enoggera
ENG13A | Power (MW) | 0.33815 | 0.6965 | 1.0623 | 1.412 | 1.7279
ENG15A | Power (MW) | 0.30246 | 0.64025 | 1.0129 | 1.4074 | 1.8122
ENG17A | Power (MW) | 0.30974 | 0.64215 | 0.99388 | 1.3511 | 1.7029
ENG2A | Power (MW) | 0.33336 | 0.69405 | 1.0783 | 1.4705 | 1.8581
ENG4A | Power (MW) | 0.14454 | 0.3108 | 0.49966 | 0.70584 | 0.92429
ENG7A | Power (MW) | 0.24515 | 0.51686 | 0.81347 | 1.1238 | 1.4382
ENG8A | Power (MW) | 0.03545 | 0.07503 | 0.1077 | 0.12755 | 0.13734
ESK | Esk
ESK2B | Power (MW) | 0.15975 | 0.32725 | 0.49906 | 0.6665 | 0.82301
ESK3A | Power (MW) | 0.02352 | 0.046053 | 0.06715 | 0.086022 | 0.10234
ESK5A | Power (MW) | 0.24262 | 0.49076 | 0.73842 | 0.9734 | 1.1878
FBS | Fisherman Is BS
FBSFIS13 | Power (MW) | 0.19271 | 0.35213 | 0.4741 | 0.5581 | 0.61134
FDS | Flinders
FDS1 | Power (MW) | 0.21256 | 0.4288 | 0.64968 | 0.86846 | 1.0788
FDS3 | Power (MW) | 0.12127 | 0.24459 | 0.36764 | 0.48538 | 0.59489
FDS4 | Power (MW) | 0.091892 | 0.18513 | 0.27793 | 0.36645 | 0.44839
FIS | Fisherman Is A
FBSFIS13 | Power (MW) | 0.19271 | 0.35213 | 0.4741 | 0.5581 | 0.61134
FIS7A | Power (MW) | 0.16093 | 0.23587 | 0.27141 | 0.28772 | 0.29485
GAP | The Gap
GAP1A | Power (MW) | 0.25513 | 0.51721 | 0.78292 | 1.0416 | 1.2861
GAP4A | Power (MW) | 0.26459 | 0.53258 | 0.79966 | 1.0546 | 1.2904
GAP6A | Power (MW) | 0.22892 | 0.46102 | 0.69337 | 0.9171 | 1.1267
GAP8A | Power (MW) | 0.37963 | 0.7739 | 1.1789 | 1.5791 | 1.9631
GAP9A | Power (MW) | 0.22748 | 0.46161 | 0.6996 | 0.93231 | 1.1538
GBG | Geebung
GBG21A | Power (MW) | 0.16052 | 0.26186 | 0.31917 | 0.34856 | 0.36264
GBG23A | Power (MW) | 0.1757 | 0.30722 | 0.3994 | 0.45926 | 0.49588
GBG25 | Power (MW) | 0.047322 | 0.10397 | 0.17122 | 0.24803 | 0.33323
GBG26 | Power (MW) | 0.2268 | 0.471 | 0.73296 | 1.0044 | 1.2773
GBG27 | Power (MW) | 0.24198 | 0.49631 | 0.76566 | 1.044 | 1.3253
GBG28 | Power (MW) | 0.083614 | 0.11735 | 0.13106 | 0.1365 | 0.13856
GBG2A | Power (MW) | 0.46669 | 0.95923 | 1.4665 | 1.9615 | 2.4235
GBG32A | Power (MW) | 0.1033 | 0.15779 | 0.18533 | 0.19846 | 0.20442
GBG33A | Power (MW) | 0.15168 | 0.30915 | 0.47127 | 0.63237 | 0.78865
GBG34A | Power (MW) | 0.045953 | 0.088768 | 0.12573 | 0.15449 | 0.17511
GBG4A | Power (MW) | 0.10811 | 0.17718 | 0.21663 | 0.23699 | 0.24687
GBG6A | Power (MW) | 0.297 | 0.61316 | 0.89594 | 1.1039 | 1.2348
GBN | Goomboorian
GBN2 | Power (MW) | 0.036734 | 0.072943 | 0.10822 | 0.14141 | 0.1719
GBN3 | Power (MW) | 0.021955 | 0.044178 | 0.066223 | 0.087157 | 0.10653
GBN4 | Power (MW) | 0.15009 | 0.30352 | 0.4577 | 0.60632 | 0.74565
GGR | Glenore Grove
GGR2 | Power (MW) | 0.031218 | 0.059328 | 0.083171 | 0.10194 | 0.11587
GGR3 | Power (MW) | 0.063896 | 0.14184 | 0.23126 | 0.32453 | 0.41314
GGR4 | Power (MW) | 0.35922 | 0.72418 | 1.0883 | 1.4343 | 1.7503
GGR5 | Power (MW) | 0.22944 | 0.44776 | 0.65052 | 0.82966 | 0.98216
GHM | Grantham
GHM2 | Power (MW) | 0.12627 | 0.25722 | 0.39061 | 0.52057 | 0.64312
GLY | Grovely
GLY11A | Power (MW) | 0.68433 | 1.4215 | 2.2021 | 2.9896 | 3.7511
GLY12A | Power (MW) | 0.27812 | 0.55787 | 0.83604 | 1.102 | 1.3492
GLY15A | Power (MW) | 0.21707 | 0.44931 | 0.69422 | 0.94174 | 1.1839
GLY2A | Power (MW) | 0.30827 | 0.62114 | 0.93335 | 1.2313 | 1.506
GLY3A | Power (MW) | 0.28146 | 0.57367 | 0.87409 | 1.172 | 1.4602
GLY4A | Power (MW) | 0.1081 | 0.22211 | 0.34145 | 0.46203 | 0.58102
GNA | Goodna
GNA12A | Power (MW) | 0.41059 | 0.82407 | 1.2274 | 1.5986 | 1.9245
GNA13A | Power (MW) | 0.11018 | 0.2295 | 0.35732 | 0.48917 | 0.62136
GNA15A | Power (MW) | 0.10541 | 0.21908 | 0.33951 | 0.46145 | 0.58059
GNA4A | Power (MW) | 0.12925 | 0.25906 | 0.38806 | 0.51164 | 0.62711
GNA5A | Power (MW) | 0.19447 | 0.36832 | 0.51818 | 0.63981 | 0.7341
GNA7A | Power (MW) | 0.65874 | 1.3599 | 2.0826 | 2.7828 | 3.4266
GTN | Gatton A
GTN12A | Power (MW) | 0.2956 | 0.62 | 0.98258 | 1.3775 | 1.7921
GTN13A | Power (MW) | 0.13099 | 0.26343 | 0.39589 | 0.52362 | 0.64368
GTN15A | Power (MW) | 0.3518 | 0.7265 | 1.119 | 1.5119 | 1.8916
GTN1B | Power (MW) | 0.19299 | 0.38536 | 0.57454 | 0.75264 | 0.91474
GTN3A | Power (MW) | 0.18015 | 0.3679 | 0.56139 | 0.75339 | 0.9389
GTN5B | Power (MW) | 0.047802 | 0.096605 | 0.14588 | 0.19383 | 0.23944
GVN | Gaven
GVN12A | Power (MW) | 0.31512 | 0.64223 | 0.98072 | 1.3192 | 1.6479
GVN13A | Power (MW) | 0.55988 | 1.1425 | 1.7366 | 2.314 | 2.8549
GVN15A | Power (MW) | 1.6311 | 3.001 | 3.8701 | 4.309 | 4.5026
GVN16A | Power (MW) | 0.36867 | 0.75285 | 1.1448 | 1.5261 | 1.8836
GVN2A | Power (MW) | 0.23964 | 0.48888 | 0.74497 | 0.9978 | 1.24
GVN3A | Power (MW) | 0.38415 | 0.80925 | 1.2724 | 1.7537 | 2.2328
GVN5A | Power (MW) | 0.48411 | 0.97559 | 1.463 | 1.9225 | 2.3384
GVN6B | Power (MW) | 0.54198 | 1.1119 | 1.6896 | 2.2374 | 2.7282
GYM | Gympie
GYM2A | Power (MW) | 0.48097 | 0.97515 | 1.4729 | 1.9514 | 2.3953
GYM2B | Power (MW) | 0.73874 | 1.4621 | 2.0947 | 2.5778 | 2.9084
GYM3 | Power (MW) | 0.45109 | 0.92771 | 1.4235 | 1.9167 | 2.3903
GYM4 | Power (MW) | 0.19508 | 0.40306 | 0.6208 | 0.83859 | 1.0488
GYM5B | Power (MW) | 0.071558 | 0.14613 | 0.22291 | 0.29897 | 0.37237
GYM6 | Power (MW) | 0.068646 | 0.14136 | 0.2176 | 0.29461 | 0.3705
GYM7A | Power (MW) | 0.28757 | 0.57704 | 0.86561 | 1.1429 | 1.4026
GYM8A | Power (MW) | 0.31345 | 0.62829 | 0.93971 | 1.2353 | 1.5077
GYM8B | Power (MW) | 0.083169 | 0.17351 | 0.27041 | 0.3702 | 0.46995
GYM9A | Power (MW) | 0.07445 | 0.12076 | 0.14832 | 0.16379 | 0.17214
GYM9B | Power (MW) | 0.063544 | 0.13193 | 0.20746 | 0.28927 | 0.375
GYN | Gympie North
GYN12B | Power (MW) | 0.37841 | 0.79355 | 1.2378 | 1.6878 | 2.1228
GYN13A | Power (MW) | 0.48241 | 0.97219 | 1.4587 | 1.9186 | 2.3372
GYN2B | Power (MW) | 0.12649 | 0.23719 | 0.32774 | 0.39596 | 0.44426
GYN3A | Power (MW) | 0.22339 | 0.4495 | 0.67364 | 0.88598 | 1.0806
GYN6A | Power (MW) | 0.22939 | 0.46131 | 0.69206 | 0.9123 | 1.1163
GYS | Gympie South
GYS2A | Power (MW) | 0.011995 | 0.023559 | 0.035206 | 0.046468 | 0.056672
GYS3A | Power (MW) | 0.12608 | 0.25243 | 0.37617 | 0.49186 | 0.59638
GYS5A | Power (MW) | 0.077687 | 0.15579 | 0.23292 | 0.30585 | 0.37254
GYS6A | Power (MW) | 0.34862 | 0.71036 | 1.0832 | 1.4531 | 1.8075
HDA | Hendra
HDA10A | Power (MW) | 0.1969 | 0.4198 | 0.66969 | 0.93952 | 1.2231
HDA11A | Power (MW) | 0.098247 | 0.20325 | 0.31457 | 0.42883 | 0.54361
HDA13A | Power (MW) | 0.39136 | 0.80386 | 1.2207 | 1.6127 | 1.9589
HDA14A | Power (MW) | 0.14431 | 0.23993 | 0.29896 | 0.33263 | 0.35082
HDA3A | Power (MW) | 0.23592 | 0.4953 | 0.77232 | 1.0514 | 1.3188
HDA3B | Power (MW) | 0.051811 | 0.10867 | 0.16881 | 0.22835 | 0.28392
HDA4A | Power (MW) | 0.19701 | 0.40666 | 0.62608 | 0.84575 | 1.0584
HDN | Helidon
HDN1 | Power (MW) | 0.070415 | 0.14398 | 0.21901 | 0.29178 | 0.35968
HDN2 | Power (MW) | 0.10524 | 0.21991 | 0.34262 | 0.46764 | 0.58989
HDN3 | Power (MW) | 0.003055 | 0.006077 | 0.009013 | 0.011757 | 0.014262
HDN4 | Power (MW) | 0.094223 | 0.17617 | 0.24419 | 0.2969 | 0.33566
HIS | Hope Island
HIS12A | Power (MW) | 0.53331 | 1.07 | 1.5885 | 2.0563 | 2.4552
HIS12B | Power (MW) | 0.39466 | 0.78807 | 1.172 | 1.5288 | 1.8479
HIS13A | Power (MW) | 0.61646 | 1.2406 | 1.8401 | 2.3711 | 2.81
HIS15B | Power (MW) | 0.023506 | 0.031745 | 0.034599 | 0.035547 | 0.035868
HIS16A | Power (MW) | 0.25516 | 0.59106 | 1.0216 | 1.535 | 2.0983
HIS1B | Power (MW) | 0.47798 | 0.94744 | 1.3978 | 1.8086 | 2.169
HIS2A | Power (MW) | 0.27387 | 0.47237 | 0.60408 | 0.68382 | 0.72923
HIS3A | Power (MW) | 0.080332 | 0.14204 | 0.18579 | 0.21412 | 0.23131
HIS5A | Power (MW) | 0.1949 | 0.40508 | 0.629 | 0.85807 | 1.0855
HIS5B | Power (MW) | 0.57875 | 1.2127 | 1.8773 | 2.5243 | 3.1144
HMT | Hemmant
HMT10A | Power (MW) | 0.044189 | 0.08413 | 0.11954 | 0.14939 | 0.17367
HMT3A | Power (MW) | 0.21551 | 0.30411 | 0.33712 | 0.34858 | 0.35242
HMT5A | Power (MW) | 0.02143 | 0.04017 | 0.056293 | 0.069561 | 0.080176
HMT9A | Power (MW) | 0.21547 | 0.44301 | 0.66867 | 0.87228 | 1.0413
HPE | Holland Park East
HPE12A | Power (MW) | 0.37295 | 0.7869 | 1.2387 | 1.7094 | 2.182
HPE16A | Power (MW) | 0.23795 | 0.48387 | 0.73497 | 0.98156 | 1.2171
HPE3A | Power (MW) | 0.29637 | 0.60921 | 0.93581 | 1.264 | 1.5848
HPE5A | Power (MW) | 0.20064 | 0.41307 | 0.63511 | 0.85837 | 1.0768
HPK | Holland Park
HPK10 | Power (MW) | 0.14415 | 0.29263 | 0.44279 | 0.58803 | 0.72382
HPK11 | Power (MW) | 0.029333 | 0.055167 | 0.07718 | 0.094909 | 0.10858
HPK2 | Power (MW) | 0.14767 | 0.29781 | 0.44484 | 0.57963 | 0.69656
HPK3A | Power (MW) | 0.25174 | 0.51495 | 0.78707 | 1.058 | 1.3205
HPK5A | Power (MW) | 0.29634 | 0.60966 | 0.93585 | 1.2612 | 1.5756
HPK6 | Power (MW) | 0.71702 | 1.4683 | 2.2411 | 3.0001 | 3.7193
HPK8A | Power (MW) | 0.17083 | 0.35393 | 0.54671 | 0.74092 | 0.92992
HPK9 | Power (MW) | 0.064728 | 0.13339 | 0.20571 | 0.27928 | 0.35236
HTL | Hamilton Lands
HTL14A | Power (MW) | 0.11219 | 0.22559 | 0.30312 | 0.34125 | 0.35672
HTL2A | Power (MW) | 0.047147 | 0.07995 | 0.10096 | 0.11331 | 0.12017
HTL3A | Power (MW) | 0.077352 | 0.13791 | 0.18292 | 0.21379 | 0.2335
HTL6A | Power (MW) | 0.13898 | 0.27801 | 0.41174 | 0.53144 | 0.63213
HTN | Hamilton
HMRHTN7 | Power (MW) | 0.097884 | 0.22817 | 0.38622 | 0.55086 | 0.69687
HTN1A | Power (MW) | 0.24714 | 0.50141 | 0.74821 | 0.96774 | 1.1489
HTN22A | Power (MW) | 0.18266 | 0.40982 | 0.68515 | 0.9968 | 1.3257
HTN24A | Power (MW) | 0.043665 | 0.088446 | 0.13197 | 0.17097 | 0.20352
HTN27A | Power (MW) | 0.38549 | 0.91078 | 1.6087 | 2.4723 | 3.4553
HTN28A | Power (MW) | 0.1157 | 0.24681 | 0.39402 | 0.55347 | 0.7216
HTN2A | Power (MW) | 0.16693 | 0.36002 | 0.57816 | 0.81156 | 1.0498
HTN3A | Power (MW) | 0.3453 | 0.72421 | 1.1266 | 1.5277 | 1.9065
HWD | Heathwood
HWD12B | Power (MW) | 0.002846 | 0.003983 | 0.004444 | 0.004627 | 0.004691
HWD13A | Power (MW) | 0.26693 | 0.55192 | 0.85694 | 1.1721 | 1.4865
HWD1B | Power (MW) | 0.002828 | 0.003835 | 0.00418 | 0.004285 | 0.004331
HWD2B | Power (MW) | 0.52617 | 1.0065 | 1.4445 | 1.8249 | 2.1383
HWD5A | Power (MW) | 1.0282 | 2.0251 | 2.9519 | 3.7564 | 4.4173
HWD5B | Power (MW) | 0.3814 | 0.75878 | 1.1262 | 1.469 | 1.7792
HWL | Hollywell
HWL10A | Power (MW) | 0.36936 | 0.75171 | 1.143 | 1.5281 | 1.897
HWL11A | Power (MW) | 0.21989 | 0.455 | 0.70409 | 0.95843 | 1.2112
HWL13A | Power (MW) | 0.41128 | 0.84442 | 1.2898 | 1.7246 | 2.1316
HWL1A | Power (MW) | 0.22701 | 0.46247 | 0.70452 | 0.94458 | 1.177
HWL2A | Power (MW) | 0.23019 | 0.47301 | 0.72705 | 0.98253 | 1.2317
HWL3A | Power (MW) | 0.35106 | 0.71799 | 1.098 | 1.4775 | 1.8473
HWL4A | Power (MW) | 0.21761 | 0.4416 | 0.67347 | 0.90694 | 1.136
HWL6A | Power (MW) | 0.34122 | 0.70227 | 1.0809 | 1.4637 | 1.8409
HWL8A | Power (MW) | 0.26254 | 0.53665 | 0.81921 | 1.099 | 1.3681
IBL | Imbil
IBL2 | Power (MW) | 0.16482 | 0.33575 | 0.50963 | 0.6789 | 0.83855
IDY | Indooroopilly
IDY10A | Power (MW) | 0.20196 | 0.41459 | 0.63664 | 0.86025 | 1.0796
IDY14A | Power (MW) | 0.80096 | 1.9413 | 3.0311 | 3.7042 | 4.0079
IDY1A | Power (MW) | 0.15186 | 0.31536 | 0.48992 | 0.66968 | 0.84998
IDY5A | Power (MW) | 0.12304 | 0.31707 | 0.60479 | 0.9794 | 1.3939
IDY6A | Power (MW) | 0.069802 | 0.14415 | 0.22273 | 0.30313 | 0.38354
IDY9B | Power (MW) | 0.028084 | 0.057074 | 0.0868 | 0.11623 | 0.14466
INA | Inala
INA10A | Power (MW) | 0.11712 | 0.23608 | 0.35595 | 0.47263 | 0.58359
INA11A | Power (MW) | 0.18482 | 0.37392 | 0.56573 | 0.75355 | 0.93311
INA1A | Power (MW) | 0.28083 | 0.57401 | 0.877 | 1.1788 | 1.4718
INA2A | Power (MW) | 0.33579 | 0.67804 | 1.0235 | 1.3598 | 1.6789
INA3A | Power (MW) | 0.37691 | 0.76175 | 1.1505 | 1.5289 | 1.8876
INA5A | Power (MW) | 0.096676 | 0.19812 | 0.30438 | 0.41224 | 0.51943
INA7A | Power (MW) | 0.22797 | 0.46283 | 0.7031 | 0.94045 | 1.1691
INA9A | Power (MW) | 0.36302 | 0.74352 | 1.1375 | 1.5294 | 1.9074
IPL | Innisplain
IPL1 | Power (MW) | 0.13057 | 0.27082 | 0.41836 | 0.56603 | 0.70805
IPL2A | Power (MW) | 0.069201 | 0.13984 | 0.21127 | 0.2808 | 0.34662
IPL3 | Power (MW) | 0.027535 | 0.050234 | 0.068489 | 0.082579 | 0.093157
IPL4A | Power (MW) | 0.064272 | 0.13228 | 0.20291 | 0.27325 | 0.34124
IPS | Ipswich South
IPS12B | Power (MW) | 0.078084 | 0.15582 | 0.23184 | 0.3024 | 0.36516
IPS15B | Power (MW) | 0.02624 | 0.040891 | 0.049055 | 0.053477 | 0.055806
IPS16A | Power (MW) | 0.19475 | 0.38887 | 0.58054 | 0.76312 | 0.93296
IPS1B | Power (MW) | 0.23576 | 0.48456 | 0.7445 | 1.0064 | 1.2637
IPS2B | Power (MW) | 0.31711 | 0.64354 | 0.97416 | 1.295 | 1.5965
IPS5B | Power (MW) | 0.29973 | 0.60835 | 0.92245 | 1.2304 | 1.5249
JBB | Jimboomba
JBB12B | Power (MW) | 0.30522 | 0.59415 | 0.8595 | 1.0896 | 1.2805
JBB13A | Power (MW) | 0.74588 | 1.4366 | 2.0467 | 2.5485 | 2.9387
JBB16A | Power (MW) | 0.68972 | 1.4287 | 2.1933 | 2.9355 | 3.6174
JBB1B | Power (MW) | 0.67587 | 1.3264 | 1.9353 | 2.475 | 2.9336
JBB2A | Power (MW) | 0.23649 | 0.46682 | 0.68679 | 0.88737 | 1.064
JBB3A | Power (MW) | 0.44896 | 0.88145 | 1.2879 | 1.6504 | 1.9609
JBB4A | Power (MW) | 0.18614 | 0.38807 | 0.60299 | 0.82092 | 1.0335
JDL | Jindalee
JDL10A | Power (MW) | 0.072954 | 0.14683 | 0.22074 | 0.29173 | 0.35779
JDL13A | Power (MW) | 0.096291 | 0.19634 | 0.29943 | 0.40197 | 0.5014
JDL2A | Power (MW) | 0.17703 | 0.34748 | 0.5087 | 0.65435 | 0.78156
JDL5A | Power (MW) | 0.067447 | 0.1292 | 0.18565 | 0.23542 | 0.27782
JDL7A | Power (MW) | 0.22528 | 0.45114 | 0.67443 | 0.88644 | 1.082
JDL9A | Power (MW) | 0.090029 | 0.18143 | 0.27299 | 0.36105 | 0.44332
KBN | Karrabin
KBN13A | Power (MW) | 0.24152 | 0.48956 | 0.74611 | 1.0051 | 1.2608
KBN15A | Power (MW) | 0.34111 | 0.74975 | 1.2402 | 1.785 | 2.3294
KBN1B | Power (MW) | 0.30334 | 0.64069 | 1.0159 | 1.4199 | 1.842
KBN2A | Power (MW) | 0.19186 | 0.3814 | 0.56632 | 0.73983 | 0.8983
KBN5A | Power (MW) | 0.26329 | 0.52138 | 0.77093 | 1.0028 | 1.2124
KBR | Kalbar
KBR1A | Power (MW) | 0.14166 | 0.28675 | 0.43346 | 0.57612 | 0.71096
KBR2A | Power (MW) | 0.059831 | 0.12056 | 0.18152 | 0.24046 | 0.29613
KBR3A | Power (MW) | 0.18262 | 0.38941 | 0.62647 | 0.89073 | 1.1747
KBR5A | Power (MW) | 0.0353 | 0.070456 | 0.10499 | 0.13766 | 0.16776
KBR6A | Power (MW) | 0.079281 | 0.15948 | 0.23918 | 0.3151 | 0.38542
KCY | Kilcoy
KCY1 | Power (MW) | 0.16533 | 0.33842 | 0.51679 | 0.6931 | 0.86196
KCY2 | Power (MW) | 0.089879 | 0.18121 | 0.27256 | 0.36019 | 0.44193
KCY4 | Power (MW) | 0.2344 | 0.47785 | 0.73338 | 0.99499 | 1.2553
KCY5 | Power (MW) | 0.26148 | 0.52794 | 0.79302 | 1.0432 | 1.2698
KLG | Kallangur
KLG10A | Power (MW) | 0.39463 | 0.79059 | 1.1822 | 1.5539 | 1.8962
KLG11A | Power (MW) | 0.31797 | 0.6406 | 0.96462 | 1.2782 | 1.5742
KLG13A | Power (MW) | 0.21405 | 0.41356 | 0.59605 | 0.75569 | 0.89081
KLG14A | Power (MW) | 0.099451 | 0.19166 | 0.27721 | 0.35394 | 0.42052
KLG16A | Power (MW) | 0.36594 | 0.74126 | 1.1224 | 1.4953 | 1.8509
KLG17A | Power (MW) | 0.06999 | 0.14438 | 0.22318 | 0.30394 | 0.38484
KLG2A | Power (MW) | 0.57153 | 1.1756 | 1.7987 | 2.4086 | 2.9814
KLG4A | Power (MW) | 0.064945 | 0.11943 | 0.16412 | 0.19904 | 0.22547
KLG5A | Power (MW) | 0.1546 | 0.2995 | 0.43264 | 0.54948 | 0.64853
KLG7A | Power (MW) | 0.2777 | 0.55818 | 0.83857 | 1.1084 | 1.361
KMR | Kenmore
KMR17A | Power (MW) | 0.11877 | 0.24692 | 0.38618 | 0.53379 | 0.68643
KMR17B | Power (MW) | 0.38885 | 0.79301 | 1.2079 | 1.6172 | 2.0093
KMR18A | Power (MW) | 0.059871 | 0.10207 | 0.13079 | 0.1494 | 0.16103
KMR19A | Power (MW) | 0.19692 | 0.39967 | 0.60498 | 0.80417 | 0.99148
KMR21A | Power (MW) | 0.23235 | 0.46548 | 0.69636 | 0.91629 | 1.1201
KMR22A | Power (MW) | 0.23503 | 0.48194 | 0.73701 | 0.98908 | 1.23
KMR24A | Power (MW) | 0.14588 | 0.2951 | 0.44608 | 0.59307 | 0.73231
KMR25A | Power (MW) | 0.37935 | 0.76602 | 1.1541 | 1.5266 | 1.8723
KMR27A | Power (MW) | 0.28799 | 0.57973 | 0.8699 | 1.1458 | 1.3993
KMR28A | Power (MW) | 0.21445 | 0.43631 | 0.66123 | 0.87849 | 1.0806
KMR29A | Power (MW) | 0.24942 | 0.50717 | 0.76799 | 1.0195 | 1.2531
KRA | Kirra
KRA1 | Power (MW) | 0.02435 | 0.050216 | 0.077642 | 0.10606 | 0.13479
KRA10 | Power (MW) | 0.11076 | 0.24533 | 0.40756 | 0.59589 | 0.80812
KRA2 | Power (MW) | 0.038653 | 0.082162 | 0.13107 | 0.18426 | 0.24096
KRA3 | Power (MW) | 0.134 | 0.28681 | 0.45912 | 0.64601 | 0.84301
KRA4 | Power (MW) | 0.016746 | 0.0395 | 0.071092 | 0.11416 | 0.17154
KRA7 | Power (MW) | 0.10335 | 0.21004 | 0.31776 | 0.42112 | 0.51639
KRN | Kedron
KRN1 | Power (MW) | 0.26707 | 0.57222 | 0.91654 | 1.2898 | 1.6827
KRN10 | Power (MW) | 0.35525 | 0.73999 | 1.151 | 1.5717 | 1.9885
KRN11 | Power (MW) | 0.4566 | 0.94902 | 1.4738 | 2.0103 | 2.5394
KRN12 | Power (MW) | 0.096274 | 0.19833 | 0.30581 | 0.41545 | 0.52498
KRN2 | Power (MW) | 0.41772 | 0.8644 | 1.3354 | 1.8117 | 2.2784
KRN5A | Power (MW) | 0.2046 | 0.40776 | 0.6031 | 0.7795 | 0.93009
KRN5B | Power (MW) | 0.069447 | 0.13718 | 0.20031 | 0.25498 | 0.29956
KRN6A | Power (MW) | 0.073241 | 0.15961 | 0.2503 | 0.33079 | 0.39157
KRNQNP7 | Power (MW) | 0.019889 | 0.041377 | 0.064541 | 0.088801 | 0.11366
KSN | Kingston
KSN1 | Power (MW) | 0.34765 | 0.71 | 1.0842 | 1.456 | 1.8153
KSN14 | Power (MW) | 0.18959 | 0.38312 | 0.57885 | 0.76977 | 0.95141
KSN15 | Power (MW) | 0.70612 | 1.4393 | 2.1899 | 2.9272 | 3.6294
KSN2A | Power (MW) | 0.18092 | 0.36932 | 0.5633 | 0.75565 | 0.94137
KSN3 | Power (MW) | 0.098523 | 0.17387 | 0.23181 | 0.27494 | 0.30591
KSN4 | Power (MW) | 0.19927 | 0.40898 | 0.62677 | 0.84407 | 1.0547
KSN5 | Power (MW) | 0.25617 | 0.51874 | 0.78553 | 1.0473 | 1.2981
KSN6 | Power (MW) | 0.12109 | 0.2488 | 0.3845 | 0.52514 | 0.66779
KSN8 | Power (MW) | 0.84994 | 1.8004 | 2.8195 | 3.8341 | 4.7787
KVG | Kelvin Grove
KVG10B | Power (MW) | 0.00618 | 0.012283 | 0.018329 | 0.024178 | 0.0297
KVG2A | Power (MW) | 0.091508 | 0.19065 | 0.2971 | 0.40724 | 0.51833
KVG32A | Power (MW) | 0.14954 | 0.30806 | 0.47451 | 0.64321 | 0.81008
KVG40A | Power (MW) | 0.31474 | 0.67131 | 1.0679 | 1.4897 | 1.923
KVG9A | Power (MW) | 0.18788 | 0.38668 | 0.59265 | 0.79562 | 0.98774
KWA | Kawana
KWA10A | Power (MW) | 0.63873 | 1.3828 | 2.2203 | 3.1049 | 3.9853
KWA11A | Power (MW) | 0.17833 | 0.32924 | 0.44187 | 0.51532 | 0.55879
KWA12A | Power (MW) | 0.36441 | 0.73766 | 1.1152 | 1.4829 | 1.8317
KWA1A | Power (MW) | 0.37187 | 0.7537 | 1.1394 | 1.5131 | 1.8641
KWA2A | Power (MW) | 0.19803 | 0.40225 | 0.60914 | 0.80975 | 0.99826
KWA3A | Power (MW) | 0.11623 | 0.23614 | 0.35869 | 0.47949 | 0.59567
KWA4A | Power (MW) | 0.34694 | 0.69661 | 1.0446 | 1.3776 | 1.6876
KWA6A | Power (MW) | 0.21339 | 0.43909 | 0.67247 | 0.90087 | 1.1139
KWH | Kenilworth
KWH1 | Power (MW) | 0.13733 | 0.27906 | 0.42307 | 0.56349 | 0.69639
KWH2 | Power (MW) | 0.1571 | 0.31764 | 0.47919 | 0.63546 | 0.7826
KWH3 | Power (MW) | 0.16297 | 0.33282 | 0.50701 | 0.67783 | 0.83978
LBH | Landsborough
LBH1B | Power (MW) | 0.326 | 0.65399 | 0.9763 | 1.2776 | 1.5483
LBH3A | Power (MW) | 0.18768 | 0.37333 | 0.55332 | 0.72007 | 0.86949
LBH5A | Power (MW) | 0.23053 | 0.46008 | 0.68363 | 0.89073 | 1.0752
LBH6A | Power (MW) | 0.62527 | 1.2479 | 1.8518 | 2.407 | 2.896
LBS | Lytton B
LBS10A | Power (MW) | 0.020577 | 0.028811 | 0.032259 | 0.033678 | 0.034251
LBS13A | Power (MW) | 0.042708 | 0.059972 | 0.067179 | 0.070139 | 0.0713
LBS2A | Power (MW) | 0.19283 | 0.27726 | 0.3124 | 0.32627 | 0.33152
LBS4A | Power (MW) | 0.49649 | 0.72864 | 0.82663 | 0.86499 | 0.8793
LBS5A | Power (MW) | 0.32082 | 0.66163 | 1.0132 | 1.3502 | 1.6498
LBS8B | Power (MW) | 0.01919 | 0.036058 | 0.050504 | 0.062276 | 0.071492
LDR | Labrador
LDR10A | Power (MW) | 0.2561 | 0.53186 | 0.8262 | 1.1293 | 1.434
LDR11A | Power (MW) | 0.29124 | 0.59966 | 0.92151 | 1.2433 | 1.5548
LDR13A | Power (MW) | 0.15743 | 0.33551 | 0.53565 | 0.75308 | 0.98389
LDR14A | Power (MW) | 0.13017 | 0.26995 | 0.41868 | 0.57113 | 0.72339
LDR2A | Power (MW) | 0.022306 | 0.045598 | 0.069767 | 0.093962 | 0.11769
LDR5A | Power (MW) | 0.061371 | 0.12425 | 0.18815 | 0.25089 | 0.31106
LDR6A | Power (MW) | 0.1391 | 0.30046 | 0.48634 | 0.69278 | 0.91615
LDR7A | Power (MW) | 0.13893 | 0.2904 | 0.4537 | 0.62261 | 0.79197
LDR9A | Power (MW) | 0.094195 | 0.17484 | 0.23698 | 0.27964 | 0.30659
LGL | Loganlea
LGL11A | Power (MW) | 0.27627 | 0.56043 | 0.85048 | 1.1364 | 1.4116
LGL13A | Power (MW) | 0.1764 | 0.37318 | 0.59243 | 0.82847 | 1.0744
LGL15A | Power (MW) | 0.21441 | 0.44496 | 0.68915 | 0.93724 | 1.1816
LGL3A | Power (MW) | 0.051992 | 0.10491 | 0.15846 | 0.211 | 0.26143
LGL5A | Power (MW) | 0.18426 | 0.35454 | 0.50836 | 0.63983 | 0.74675
LGV | Logan Village
LGV2B | Power (MW) | 0.20012 | 0.40162 | 0.60391 | 0.80049 | 0.98644
LGV3A | Power (MW) | 0.58288 | 1.1444 | 1.6634 | 2.1114 | 2.4778
LGV5B | Power (MW) | 1.4579 | 3.0903 | 4.781 | 6.3469 | 7.656
LGV6A | Power (MW) | 0.32622 | 0.63851 | 0.93012 | 1.1889 | 1.4097
LHM | Loganholme
LHM1A | Power (MW) | 0.35728 | 0.71535 | 1.0687 | 1.4033 | 1.7107
LHM2 | Power (MW) | 0.060684 | 0.11887 | 0.17379 | 0.22343 | 0.2669
LHM3 | Power (MW) | 0.31357 | 0.63225 | 0.95151 | 1.2585 | 1.5453
LHM4A | Power (MW) | 0.082226 | 0.12949 | 0.15472 | 0.16722 | 0.17314
LHM5 | Power (MW) | 0.26746 | 0.54367 | 0.82384 | 1.0959 | 1.3517
LHM7 | Power (MW) | 0.10227 | 0.15884 | 0.18892 | 0.20418 | 0.21165
LLY | Laidley
LLY1 | Power (MW) | 0.15714 | 0.3241 | 0.50024 | 0.68021 | 0.85897
LLY2B | Power (MW) | 0.17293 | 0.35536 | 0.54587 | 0.73734 | 0.92451
LLY3 | Power (MW) | 0.19937 | 0.39888 | 0.59443 | 0.77755 | 0.94339
LLY4 | Power (MW) | 0.29175 | 0.59584 | 0.90679 | 1.2105 | 1.4971
LLY5 | Power (MW) | 0.1338 | 0.26934 | 0.40456 | 0.53403 | 0.65449
LRE | Lockrose
LRE4A | Power (MW) | 0.11475 | 0.22943 | 0.34073 | 0.44302 | 0.53316
LRE6A | Power (MW) | 0.088069 | 0.17777 | 0.26766 | 0.35419 | 0.43515
LRE7A | Power (MW) | 0.22617 | 0.43991 | 0.63671 | 0.8087 | 0.9532
LRE8A | Power (MW) | 0.54257 | 1.0718 | 1.5747 | 2.0282 | 2.4206
LTA | Lota
LTA12A | Power (MW) | 0.24887 | 0.5029 | 0.75962 | 1.0096 | 1.247
LTA15A | Power (MW) | 0.24599 | 0.50148 | 0.76444 | 1.0253 | 1.2772
LTA16A | Power (MW) | 0.25997 | 0.52469 | 0.79133 | 1.0498 | 1.2936
LTA3A | Power (MW) | 0.39848 | 0.81386 | 1.2408 | 1.6624 | 2.0667
LTA4A | Power (MW) | 0.47846 | 0.96104 | 1.4379 | 1.8873 | 2.2958
LTA5A | Power (MW) | 0.2506 | 0.50797 | 0.76982 | 1.0266 | 1.2719
LTA8A | Power (MW) | 0.37002 | 0.75954 | 1.1647 | 1.5703 | 1.9651
LTN | Lawnton
LTN2 | Power (MW) | 0.54863 | 1.0929 | 1.6249 | 2.1236 | 2.577
LTN3 | Power (MW) | 0.18685 | 0.35706 | 0.50989 | 0.64149 | 0.75122
LTN4 | Power (MW) | 0.2577 | 0.50069 | 0.72624 | 0.92685 | 1.0998
LTN5 | Power (MW) | 0.33111 | 0.66531 | 0.99893 | 1.3197 | 1.62
LTN6 | Power (MW) | 0.46852 | 0.95583 | 1.4552 | 1.9455 | 2.4114
LTN7 | Power (MW) | 0.23685 | 0.50105 | 0.78996 | 1.0919 | 1.397
LTN8 | Power (MW) | 0.31321 | 0.62795 | 0.94081 | 1.2403 | 1.5197
LTN9 | Power (MW) | 0.39711 | 0.80118 | 1.2082 | 1.6029 | 1.9755
LWD | Lowood
LWD1 | Power (MW) | 0.20221 | 0.4143 | 0.63369 | 0.85135 | 1.0606
MAI | Miami
MAI11 | Power (MW) | 0.14727 | 0.30675 | 0.47804 | 0.65574 | 0.83581
MAI13 | Power (MW) | 0.44849 | 0.92001 | 1.4076 | 1.8906 | 2.3538
MAI14 | Power (MW) | 0.29719 | 0.59253 | 0.86852 | 1.1046 | 1.2919
MAI17A | Power (MW) | 0.28164 | 0.58379 | 0.90445 | 1.2319 | 1.5572
MAI5A | Power (MW) | 0.28148 | 0.58624 | 0.9131 | 1.2507 | 1.59
MAI7 | Power (MW) | 0.20189 | 0.41375 | 0.6342 | 0.85554 | 1.0723
MAI8 | Power (MW) | 0.2794 | 0.56549 | 0.85513 | 1.1376 | 1.4058
MBG | Marburg
MBG1 | Power (MW) | 0.1434 | 0.28752 | 0.42787 | 0.55699 | 0.67054
MBG2 | Power (MW) | 0.23451 | 0.47954 | 0.73119 | 0.97786 | 1.211
MBG4 | Power (MW) | 0.10452 | 0.20871 | 0.31104 | 0.40763 | 0.49621
MCN | Mt Cotton
MCN1 | Power (MW) | 0.009805 | 0.016325 | 0.020808 | 0.023817 | 0.025798
MCN3 | Power (MW) | 0.047071 | 0.1006 | 0.1646 | 0.2398 | 0.3247
MCN4 | Power (MW) | 0.35569 | 0.7134 | 1.0655 | 1.3959 | 1.6948
MCW | Mt Crosby West
MCW11 | Power (MW) | 0.36391 | 0.72404 | 1.0736 | 1.3975 | 1.6875
MCW4 | Power (MW) | 0.27831 | 0.56067 | 0.84397 | 1.1175 | 1.3747
MCW7 | Power (MW) | 0.42004 | 0.84786 | 1.2735 | 1.6758 | 2.0406
MDH | Meeandah
MDH11A | Power (MW) | 0.072096 | 0.10159 | 0.11377 | 0.11866 | 0.12053
MDH1A | Power (MW) | 0.070567 | 0.097281 | 0.10718 | 0.11073 | 0.11196
MDH3A | Power (MW) | 0.029489 | 0.03999 | 0.04374 | 0.045074 | 0.045498
MDH4A | Power (MW) | 0.019924 | 0.036264 | 0.049766 | 0.060509 | 0.068729
MDH5A | Power (MW) | 0.036902 | 0.051556 | 0.057549 | 0.059933 | 0.060879
MDH9A | Power (MW) | 0.046701 | 0.092112 | 0.13568 | 0.17503 | 0.20819
MDR | Molendinar
MDR10A | Power (MW) | 0.15284 | 0.30145 | 0.44299 | 0.57167 | 0.68465
MDR12B | Power (MW) | 0.29819 | 0.62614 | 0.97071 | 1.3036 | 1.6011
MDR24A | Power (MW) | 0.23471 | 0.48273 | 0.73974 | 0.99487 | 1.2405
MDR25A | Power (MW) | 0.32122 | 0.68093 | 1.0845 | 1.5203 | 1.9703
MDR2A | Power (MW) | 0.26958 | 0.55793 | 0.86551 | 1.183 | 1.5019
MDR30A | Power (MW) | 0.32254 | 0.65197 | 0.98356 | 1.3039 | 1.6041
MDR31A | Power (MW) | 0.08661 | 0.14339 | 0.17819 | 0.19811 | 0.20898
MDR33A | Power (MW) | 0.32982 | 0.67433 | 1.0285 | 1.3773 | 1.71
MDR3A | Power (MW) | 0.18823 | 0.37751 | 0.56927 | 0.75843 | 0.94006
MDR4A | Power (MW) | 0.18233 | 0.3643 | 0.54504 | 0.71774 | 0.87637
MDR6A | Power (MW) | 0.45516 | 0.94846 | 1.4566 | 1.9389 | 2.3645
MDR8A | Power (MW) | 0.16022 | 0.30424 | 0.42444 | 0.51565 | 0.57951
MDRMLD11 | Power (MW) | 0.15197 | 0.28138 | 0.38718 | 0.46851 | 0.52828
MFD | Morayfield
MFD11A | Power (MW) | 0.47628 | 1.0418 | 1.4802 | 1.7086 | 1.8018
MFD12A | Power (MW) | 1.0537 | 2.1499 | 3.2356 | 4.2292 | 5.0782
MFD13A | Power (MW) | 0.28955 | 0.57038 | 0.83883 | 1.085 | 1.3038
MFD2A | Power (MW) | 0.14861 | 0.28634 | 0.41201 | 0.5218 | 0.61458
MFD3A | Power (MW) | 0.40365 | 0.79074 | 1.1561 | 1.4862 | 1.775
MFD5A | Power (MW) | 0.23886 | 0.46977 | 0.68962 | 0.89043 | 1.0684
MFD8A | Power (MW) | 0.43949 | 0.89742 | 1.3703 | 1.8407 | 2.2951
MFD9A | Power (MW) | 0.18326 | 0.36978 | 0.55753 | 0.73942 | 0.91087
MFN | Morayfield North
MFN12A | Power (MW) | 0.41583 | 0.84788 | 1.2905 | 1.7254 | 2.1395
MFN13A | Power (MW) | 0.4365 | 0.88979 | 1.3537 | 1.8092 | 2.2429
MFN15A | Power (MW) | 0.082829 | 0.15709 | 0.22211 | 0.2763 | 0.31984
MFN1B | Power (MW) | 1.0699 | 2.1813 | 3.2257 | 4.0889 | 4.728
MFN2A | Power (MW) | 0.24478 | 0.53159 | 0.86222 | 1.2238 | 1.6
MFN5A | Power (MW) | 0.4858 | 0.98206 | 1.4822 | 1.9663 | 2.4214
MGL | Moggill
MGL10A | Power (MW) | 0.16033 | 0.32319 | 0.4842 | 0.63508 | 0.77061
MGL13A | Power (MW) | 0.40636 | 0.77438 | 1.0825 | 1.316 | 1.4797
MGL1A | Power (MW) | 0.33042 | 0.66209 | 0.98486 | 1.2811 | 1.5406
MGL2A | Power (MW) | 0.47784 | 0.96214 | 1.4423 | 1.8953 | 2.3066
MGL4A | Power (MW) | 0.4088 | 0.8403 | 1.2915 | 1.7448 | 2.1838
MGL6A | Power (MW) | 0.005719 | 0.010966 | 0.015689 | 0.019694 | 0.022953
MGL9A | Power (MW) | 0.43236 | 0.87219 | 1.3127 | 1.7352 | 2.1275
MGP | Mudgeeraba West Pkg
MGP1 | Power (MW) | 0.20947 | 0.41892 | 0.6236 | 0.81405 | 0.98466
MGP12A | Power (MW) | 0.34033 | 0.67743 | 1.0044 | 1.3067 | 1.5765
MGP13A | Power (MW) | 0.30348 | 0.619 | 0.94148 | 1.2569 | 1.5556
MGP15A | Power (MW) | 0.379 | 0.76077 | 1.1352 | 1.4834 | 1.7938
MGP16A | Power (MW) | 0.1222 | 0.24749 | 0.37433 | 0.49781 | 0.61462
MGP17A | Power (MW) | 0.56874 | 1.1387 | 1.6979 | 2.2208 | 2.6918
MGP4 | Power (MW) | 0.28696 | 0.57984 | 0.87267 | 1.1518 | 1.4085
MHL | Mango Hill Bus 2
MHL12A | Power (MW) | 0.096912 | 0.17127 | 0.22675 | 0.26591 | 0.29239
MHL25A | Power (MW) | 0.29063 | 0.59354 | 0.90587 | 1.2158 | 1.5153
MHL26A | Power (MW) | 0.40131 | 0.81529 | 1.2384 | 1.6547 | 2.0533
MHL27A | Power (MW) | 0.27459 | 0.55213 | 0.83035 | 1.099 | 1.3516
MHL | Mango Hill Bus 1
MHL1B | Power (MW) | 2.244 | 4.3211 | 5.9551 | 7.0423 | 7.6823
MHL2A | Power (MW) | 1.4221 | 3.0477 | 4.7976 | 6.5097 | 8.0409
MHL3A | Power (MW) | 1.0277 | 2.0858 | 3.1553 | 4.188 | 5.1507
MHL5A | Power (MW) | 0.86985 | 1.7991 | 2.7525 | 3.665 | 4.4875
MLB | Mooloolaba
MLB10A | Power (MW) | 0.48586 | 1.0023 | 1.5402 | 2.074 | 2.5836
MLB11A | Power (MW) | 0.33527 | 0.66786 | 0.99354 | 1.3 | 1.5802
MLB12A | Power (MW) | 0.53248 | 1.0946 | 1.679 | 2.2607 | 2.8211
MLB13A | Power (MW) | 0.75096 | 1.55 | 2.3737 | 3.1718 | 3.9052
MLB2A | Power (MW) | 0.72551 | 1.4866 | 2.2681 | 3.0323 | 3.751
MLB3A | Power (MW) | 0.52343 | 1.0743 | 1.643 | 2.2029 | 2.7338
MLB4A | Power (MW) | 0.36255 | 0.73301 | 1.1063 | 1.4674 | 1.8063
MLB6A | Power (MW) | 1.7395 | 3.3915 | 4.8139 | 5.8996 | 6.6498
MLB8A | Power (MW) | 0.52969 | 1.0672 | 1.5978 | 2.0908 | 2.5253
MLS | McLachlan St
MLS11A | Power (MW) | 0.14455 | 0.30743 | 0.48937 | 0.68566 | 0.8924
MLS12B | Power (MW) | 0.13831 | 0.31968 | 0.55357 | 0.84115 | 1.1804
MLS14A | Power (MW) | 0.055891 | 0.12043 | 0.19306 | 0.27017 | 0.34792
MLS15A | Power (MW) | 0.028055 | 0.05645 | 0.084846 | 0.11214 | 0.13759
MLS26B | Power (MW) | 0.17029 | 0.35888 | 0.56568 | 0.78425 | 1.0092
MLS9A | Power (MW) | 0.08987 | 0.19118 | 0.30205 | 0.41598 | 0.52654
MLS9B | Power (MW) | 0.071067 | 0.14865 | 0.2329 | 0.32143 | 0.4126
MLT | Milton
MLT15A | Power (MW) | 0.083438 | 0.17969 | 0.2843 | 0.38774 | 0.48124
MLT15B | Power (MW) | 0.14048 | 0.30668 | 0.49367 | 0.68607 | 0.86772
MLT19A | Power (MW) | 0.45533 | 1.4017 | 2.9907 | 4.8077 | 6.13
MLT21B | Power (MW) | 0.2136 | 0.43628 | 0.66609 | 0.89462 | 1.1161
MLT24A | Power (MW) | 0.19224 | 0.41497 | 0.66857 | 0.94393 | 1.2314
MLT42A | Power (MW) | 0.046463 | 0.094648 | 0.14453 | 0.19452 | 0.24359
MLT5A | Power (MW) | 0.011043 | 0.023167 | 0.037005 | 0.052674 | 0.06997
MLT8B | Power (MW) | 0.011147 | 0.022992 | 0.035405 | 0.047981 | 0.060429
MLY | Maleny
MLY1 | Power (MW) | 0.18192 | 0.36421 | 0.54432 | 0.71532 | 0.87328
MLY3 | Power (MW) | 0.36148 | 0.72658 | 1.0902 | 1.4388 | 1.7647
MLY4 | Power (MW) | 0.14401 | 0.2881 | 0.43046 | 0.56571 | 0.69078
MLY6 | Power (MW) | 0.15833 | 0.31886 | 0.4797 | 0.6346 | 0.77952
MMC | Merrimac
MMC19B | Power (MW) | 0.37765 | 0.76399 | 1.1508 | 1.5197 | 1.8588
MMC20A | Power (MW) | 0.16102 | 0.32977 | 0.50443 | 0.67827 | 0.84648
MMC22A | Power (MW) | 0.46402 | 0.92901 | 1.3869 | 1.8181 | 2.2106
MMC24A | Power (MW) | 0.30735 | 0.61717 | 0.92502 | 1.2184 | 1.4894
MMC28A | Power (MW) | 0.22005 | 0.44683 | 0.6778 | 0.90369 | 1.118
MMC30A | Power (MW) | 0.16359 | 0.34242 | 0.53372 | 0.72759 | 0.91489
MMC31A | Power (MW) | 0.19469 | 0.38876 | 0.57858 | 0.74991 | 0.89082
MMC33A | Power (MW) | 0.463 | 0.93989 | 1.4216 | 1.886 | 2.3182
MRB | Murrumba
MRB2 | Power (MW) | 0.005117 | 0.010113 | 0.014887 | 0.019302 | 0.023285
MRE | Murarrie
MRE1 | Power (MW) | 0.29475 | 0.60339 | 0.91333 | 1.2012 | 1.4505
MRE2 | Power (MW) | 0.10701 | 0.22279 | 0.34975 | 0.48616 | 0.62959
MRE3 | Power (MW) | 0.14523 | 0.29988 | 0.46299 | 0.62862 | 0.79209
MRE4A | Power (MW) | 0.32848 | 0.84909 | 1.4148 | 1.8105 | 2.0093
MRE7A | Power (MW) | 0.32032 | 0.60853 | 0.83188 | 0.9794 | 1.0661
MRE8 | Power (MW) | 0.092049 | 0.17649 | 0.2529 | 0.31874 | 0.37281
MRK | Moorooka
ALYMRK10 | Power (MW) | 0.006563 | 0.013775 | 0.021646 | 0.029955 | 0.038534
ALYMRK4 | Power (MW) | 0.036532 | 0.072729 | 0.10473 | 0.1294 | 0.14639
MRK1 | Power (MW) | 0.032915 | 0.060203 | 0.080704 | 0.09457 | 0.1032
MRK2 | Power (MW) | 0.072592 | 0.14604 | 0.21857 | 0.28654 | 0.34759
MRK3 | Power (MW) | 0.21439 | 0.44962 | 0.70413 | 0.96844 | 1.2347
MRK5A | Power (MW) | 0.38408 | 0.78662 | 1.2007 | 1.6076 | 1.9943
MRK6 | Power (MW) | 0.2001 | 0.41427 | 0.64193 | 0.87565 | 1.11
MRK7A | Power (MW) | 0.038306 | 0.075386 | 0.11144 | 0.14471 | 0.17343
MRK8 | Power (MW) | 0.063017 | 0.13781 | 0.22493 | 0.32109 | 0.4222
MRK9 | Power (MW) | 0.097707 | 0.19969 | 0.30511 | 0.41032 | 0.51301
MSV | Mt Sylvia
MSV1 | Power (MW) | 0.022672 | 0.04569 | 0.068628 | 0.09066 | 0.11131
MSV2 | Power (MW) | 0.045484 | 0.078117 | 0.099784 | 0.11302 | 0.12065
MTB | Mt Tamborine Bus 2
MTB13A | Power (MW) | 0.43439 | 0.88207 | 1.3352 | 1.774 | 2.1846
MTB15A | Power (MW) | 0.26823 | 0.5457 | 0.83085 | 1.1135 | 1.3849
MTB16A | Power (MW) | 0.15439 | 0.3067 | 0.45344 | 0.58792 | 0.7066
MTB17A | Power (MW) | 0.066433 | 0.13251 | 0.19732 | 0.25849 | 0.3147
MTB | Mt Tamborine Bus 1
MTB1B | Power (MW) | 0.31323 | 0.6394 | 0.9732 | 1.3008 | 1.6128
MTB2A | Power (MW) | 0.35271 | 0.72144 | 1.0964 | 1.457 | 1.7883
MTB3A | Power (MW) | 0.45619 | 0.91554 | 1.3646 | 1.7795 | 2.146
MTG | Mt Gravatt
MTG11A | Power (MW) | 0.12829 | 0.26188 | 0.40007 | 0.53819 | 0.67309
MTG12B | Power (MW) | 0.049106 | 0.10528 | 0.16856 | 0.23713 | 0.30947
MTG13A | Power (MW) | 0.33281 | 0.67448 | 1.0219 | 1.3625 | 1.688
MTG15A | Power (MW) | 0.055542 | 0.10029 | 0.13558 | 0.16215 | 0.18154
MTG16A | Power (MW) | 0.081357 | 0.16571 | 0.25237 | 0.33831 | 0.42151
MTG3A | Power (MW) | 0.25814 | 0.51862 | 0.77787 | 1.0253 | 1.2541
MTG4B | Power (MW) | 0.29077 | 0.59671 | 0.91768 | 1.2437 | 1.5667
MTG5A | Power (MW) | 0.096556 | 0.20059 | 0.31365 | 0.43354 | 0.55764
MTG7A | Power (MW) | 0.34178 | 0.69699 | 1.0612 | 1.4202 | 1.7643
MTG8A | Power (MW) | 0.094025 | 0.19401 | 0.29977 | 0.4079 | 0.51605
MTN | Myrtletown
MTNWLP5 | Power (MW) | 0.41378 | 0.59706 | 0.67191 | 0.70063 | 0.71121
NBR | Nambour
NBR11A | Power (MW) | 0.4651 | 0.95132 | 1.4486 | 1.9327 | 2.3858
NBR12A | Power (MW) | 0.54342 | 1.0932 | 1.6407 | 2.163 | 2.6457
NBR13A | Power (MW) | 0.24839 | 0.50595 | 0.77014 | 1.031 | 1.2816
NBR15A | Power (MW) | 0.13824 | 0.27818 | 0.41815 | 0.55279 | 0.67872
NBR16A | Power (MW) | 0.037474 | 0.08071 | 0.12991 | 0.18363 | 0.2406
NBR17A | Power (MW) | 0.019009 | 0.037086 | 0.053892 | 0.068773 | 0.081251
NBR2B | Power (MW) | 0.30238 | 0.64968 | 1.0374 | 1.446 | 1.8562
NBR3B | Power (MW) | 0.21255 | 0.44098 | 0.6852 | 0.93804 | 1.1935
NBR4A | Power (MW) | 0.067929 | 0.13673 | 0.20607 | 0.27372 | 0.33808
NBR5A | Power (MW) | 0.35211 | 0.7165 | 1.0879 | 1.4507 | 1.7939
NBR7A | Power (MW) | 0.62491 | 1.2622 | 1.904 | 2.5249 | 3.1067
NDH | Nundah
NDH1 | Power (MW) | 0.13976 | 0.29163 | 0.45661 | 0.63053 | 0.80969
NDH10 | Power (MW) | 0.22914 | 0.46766 | 0.71066 | 0.94618 | 1.1655
NDH12 | Power (MW) | 0.066759 | 0.13282 | 0.19701 | 0.25662 | 0.31008
NDH5A | Power (MW) | 0.1288 | 0.27137 | 0.42795 | 0.59422 | 0.76692
NDH6 | Power (MW) | 0.24669 | 0.50327 | 0.76744 | 1.0297 | 1.2837
NDH7 | Power (MW) | 0.19469 | 0.39286 | 0.5891 | 0.77317 | 0.93855
NDH8 | Power (MW) | 0.17516 | 0.3632 | 0.56272 | 0.76649 | 0.9691
NDH9 | Power (MW) | 0.046708 | 0.10079 | 0.16292 | 0.23184 | 0.30629
NGE | Nudgee
NGE12 | Power (MW) | 0.20251 | 0.40898 | 0.61713 | 0.81886 | 1.0087
NGE13 | Power (MW) | 0.23871 | 0.41161 | 0.52474 | 0.59153 | 0.62831
NGE2A | Power (MW) | 0.39314 | 0.69949 | 0.90654 | 1.0289 | 1.0951
NGE4A | Power (MW) | 0.090466 | 0.16664 | 0.22725 | 0.27168 | 0.30223
NGE4B | Power (MW) | 0.18787 | 0.38256 | 0.58201 | 0.7779 | 0.96407
NGE7 | Power (MW) | 0.26884 | 0.54647 | 0.82918 | 1.1053 | 1.3668
NGI | Ningi
NGI1B | Power (MW) | 0.4014 | 0.81151 | 1.2241 | 1.6218 | 1.9929
NGI2B | Power (MW) | 0.34775 | 0.69658 | 1.0388 | 1.3578 | 1.6435
NGI3A | Power (MW) | 0.34989 | 0.71186 | 1.0815 | 1.4442 | 1.7895
NIP | Nth Ipswich
NIP1A | Power (MW) | 0.14835 | 0.30176 | 0.46071 | 0.62081 | 0.77835
NIP2A | Power (MW) | 0.24032 | 0.49303 | 0.7559 | 1.0191 | 1.2756
NIP3A | Power (MW) | 0.11003 | 0.22833 | 0.35424 | 0.48322 | 0.61165
NIP4A | Power (MW) | 0.20631 | 0.41476 | 0.62323 | 0.82438 | 1.0138
NIP5A | Power (MW) | 0.15792 | 0.31572 | 0.47224 | 0.62232 | 0.76309
NIP5B | Power (MW) | 0.063888 | 0.1232 | 0.1776 | 0.22567 | 0.26694
NIP6A | Power (MW) | 0.077956 | 0.15459 | 0.22695 | 0.29064 | 0.34351
NMC | North Maclean
NMC13A | Power (MW) | 0.8515 | 1.6984 | 2.495 | 3.1846 | 3.7414
NMC15A | Power (MW) | 0.12869 | 0.25345 | 0.37236 | 0.48069 | 0.57598
NMC16A | Power (MW) | 0.26833 | 0.53281 | 0.7893 | 1.0277 | 1.2428
NMC1B | Power (MW) | 0.38884 | 0.78986 | 1.1932 | 1.5771 | 1.9243
NMC2A | Power (MW) | 0.54778 | 1.0487 | 1.4918 | 1.8617 | 2.1573
NMC3A | Power (MW) | 0.19269 | 0.38336 | 0.57054 | 0.74782 | 0.91163
NMC3B | Power (MW) | 0.68229 | 1.3102 | 1.8636 | 2.3197 | 2.6765
NMC5A | Power (MW) | 0.30533 | 0.60055 | 0.88075 | 1.1351 | 1.3584
NMK | Newmarket
NMK11A | Power (MW) | 0.29435 | 0.60433 | 0.92668 | 1.2485 | 1.5602
NMK12A | Power (MW) | 0.4239 | 0.87172 | 1.3359 | 1.7951 | 2.2336
NMK16A | Power (MW) | 0.057666 | 0.12089 | 0.19022 | 0.26397 | 0.34075
NMK17A | Power (MW) | 0.15333 | 0.32166 | 0.50383 | 0.69312 | 0.88407
NMK3A | Power (MW) | 0.28932 | 0.61411 | 0.97294 | 1.3501 | 1.7296
NMK4A | Power (MW) | 0.33208 | 0.6856 | 1.0556 | 1.4261 | 1.7848
NMK5A | Power (MW) | 0.16541 | 0.34102 | 0.52349 | 0.70394 | 0.87574
NMK8A | Power (MW) | 0.002828 | 0.005858 | 0.009048 | 0.012357 | 0.015674
NMK9A | Power (MW) | 0.17861 | 0.37405 | 0.58582 | 0.80673 | 1.0308
NRA | Narangba
NRA12A | Power (MW) | 0.21697 | 0.41525 | 0.57639 | 0.69068 | 0.76371
NRA13A | Power (MW) | 0.77219 | 1.5815 | 2.4212 | 3.2599 | 4.0736
NRA15A | Power (MW) | 0.54015 | 1.09 | 1.6409 | 2.17 | 2.6624
NRA16A | Power (MW) | 0.1474 | 0.29073 | 0.42722 | 0.55089 | 0.65855
NRA1A | Power (MW) | 0.29677 | 0.59869 | 0.8999 | 1.1871 | 1.4517
NRA2A | Power (MW) | 0.1146 | 0.15881 | 0.17622 | 0.18294 | 0.18543
NRA3B | Power (MW) | 0.23043 | 0.32129 | 0.35618 | 0.36908 | 0.37371
NRA5A | Power (MW) | 0.27774 | 0.55665 | 0.83284 | 1.0954 | 1.3378
NRG | Nerang
NRG10 | Power (MW) | 0.51348 | 1.04 | 1.5701 | 2.0803 | 2.5548
NRG12A | Power (MW) | 0.30333 | 0.61752 | 0.93842 | 1.2531 | 1.5528
NRG13A | Power (MW) | 0.20939 | 0.39313 | 0.54974 | 0.67629 | 0.77452
NRG14A | Power (MW) | 0.24096 | 0.48577 | 0.7313 | 0.96746 | 1.1875
NRG15A | Power (MW) | 0.22537 | 0.45305 | 0.68024 | 0.89836 | 1.1022
NRG16A | Power (MW) | 0.47151 | 0.9552 | 1.444 | 1.9178 | 2.3634
NRG17A | Power (MW) | 0.1598 | 0.31194 | 0.45222 | 0.57426 | 0.67566
NRG20A | Power (MW) | 0.38699 | 0.84508 | 1.3606 | 1.8954 | 2.4105
NRG21A | Power (MW) | 0.23739 | 0.48465 | 0.73813 | 0.98689 | 1.2232
NRG22A | Power (MW) | 0.33923 | 0.69065 | 1.0497 | 1.4008 | 1.7327
NRG2A | Power (MW) | 0.21448 | 0.43469 | 0.65805 | 0.87594 | 1.0827
NRG4 | Power (MW) | 0.41422 | 0.88097 | 1.4005 | 1.9525 | 2.5129
NRG6 | Power (MW) | 0.34603 | 0.71752 | 1.1144 | 1.5235 | 1.9324
NRG8B | Power (MW) | 1.5685 | 2.6864 | 3.2511 | 3.4778 | 3.559
NRG9 | Power (MW) | 0.61431 | 1.2354 | 1.8515 | 2.4345 | 2.9663
NSD | Newstead
NSD1A | Power (MW) | 0.0507 | 0.10632 | 0.16724 | 0.23194 | 0.29917
NSD29A | Power (MW) | 0.12262 | 0.24351 | 0.35195 | 0.43823 | 0.50035
NSD2B | Power (MW) | 0.037533 | 0.087903 | 0.15485 | 0.24025 | 0.34534
NSD30B | Power (MW) | 0.093618 | 0.19077 | 0.28952 | 0.38482 | 0.47316
NSD3A | Power (MW) | 0.13924 | 0.24074 | 0.30782 | 0.34801 | 0.37052
NSD6B | Power (MW) | 0.050061 | 0.1105 | 0.18336 | 0.26853 | 0.36593
NSD8A | Power (MW) | 0.089599 | 0.18587 | 0.2878 | 0.39097 | 0.49168
NSD9A | Power (MW) | 0.16745 | 0.38856 | 0.66342 | 0.96813 | 1.2658
NSW | North Springwood
NSW16A | Power (MW) | 0.28071 | 0.57393 | 0.8744 | 1.1678 | 1.4434
NSW17 | Power (MW) | 0.37571 | 0.7589 | 1.1442 | 1.5158 | 1.8632
NSW19 | Power (MW) | 0.24089 | 0.49874 | 0.77363 | 1.0546 | 1.3294
NSW24 | Power (MW) | 0.062912 | 0.12254 | 0.17848 | 0.22885 | 0.2728
NSW25 | Power (MW) | 0.35584 | 0.76611 | 1.2105 | 1.6488 | 2.0452
NSW26 | Power (MW) | 0.19059 | 0.38838 | 0.59121 | 0.79142 | 0.98398
NSW28 | Power (MW) | 0.26811 | 0.54472 | 0.82609 | 1.1008 | 1.3614
NSW31A | Power (MW) | 0.23892 | 0.44801 | 0.61061 | 0.72183 | 0.79101
NSW33A | Power (MW) | 0.39561 | 0.70458 | 0.92398 | 1.0649 | 1.1495
NSW35A | Power (MW) | 0.22365 | 0.43284 | 0.61207 | 0.75041 | 0.84828
NSW36A | Power (MW) | 0.45149 | 0.90799 | 1.3625 | 1.796 | 2.1962
NSW3A | Power (MW) | 0.63439 | 1.268 | 1.8889 | 2.4708 | 2.9984
NSW5A | Power (MW) | 0.36449 | 0.7343 | 1.1052 | 1.4631 | 1.7994
NSW7A | Power (MW) | 0.009232 | 0.018392 | 0.027426 | 0.036075 | 0.044106
NSW8A | Power (MW) | 0.26829 | 0.54036 | 0.81357 | 1.0782 | 1.3283
NVL | Noosaville
NVL10 | Power (MW) | 0.060489 | 0.13512 | 0.2279 | 0.33992 | 0.47117
NVL14A | Power (MW) | 0.19016 | 0.41007 | 0.66019 | 0.93247 | 1.2191
NVL15A | Power (MW) | 0.18164 | 0.37907 | 0.58287 | 0.7773 | 0.95057
NVL16A | Power (MW) | 0.004589 | 0.00921 | 0.013808 | 0.018279 | 0.022518
NVL19A | Power (MW) | 0.33607 | 0.6713 | 0.99713 | 1.2968 | 1.5604
NVL24A | Power (MW) | 0.49303 | 1.0441 | 1.6413 | 2.2499 | 2.8377
NVL26A | Power (MW) | 0.26535 | 0.52491 | 0.76823 | 0.98113 | 1.1572
NVL27A | Power (MW) | 0.15698 | 0.33894 | 0.54724 | 0.77553 | 1.0168
NVL28A | Power (MW) | 0.22718 | 0.47906 | 0.753 | 1.0373 | 1.3214
NVL3 | Power (MW) | 0.59369 | 1.2575 | 1.9817 | 2.7299 | 3.468
NVL5 | Power (MW) | 0.32594 | 0.66547 | 1.0117 | 1.348 | 1.6626
NVL6 | Power (MW) | 0.35138 | 0.68639 | 0.95203 | 1.1266 | 1.2268
NVL8B | Power (MW) | 0.11487 | 0.21916 | 0.30707 | 0.37445 | 0.42238
NVL9 | Power (MW) | 0.36476 | 0.73897 | 1.1171 | 1.4833 | 1.827
OXL | Oxley
OXL10A | Power (MW) | 0.25071 | 0.51837 | 0.79527 | 1.0596 | 1.2904
OXL11A | Power (MW) | 0.23385 | 0.47824 | 0.73227 | 0.98749 | 1.2378
OXL4A | Power (MW) | 0.38315 | 0.7885 | 1.2083 | 1.6216 | 2.0121
OXL8A | Power (MW) | 0.056189 | 0.088803 | 0.1059 | 0.1141 | 0.11785
OXL8B | Power (MW) | 0.28174 | 0.57327 | 0.87175 | 1.1661 | 1.449
TTF81 | Power (MW) | 0.036071 | 0.074003 | 0.11507 | 0.15897 | 0.20479
PBH | Palm Beach
PBH10A | Power (MW) | 0.20778 | 0.42118 | 0.63856 | 0.85222 | 1.0571
PBH11A | Power (MW) | 0.40119 | 0.81055 | 1.2236 | 1.625 | 2.0051
PBH13A | Power (MW) | 0.20739 | 0.41854 | 0.6312 | 0.83745 | 1.0322
PBH1A | Power (MW) | 0.22947 | 0.4602 | 0.68949 | 0.90898 | 1.1139
PBH3A | Power (MW) | 0.11747 | 0.24248 | 0.37182 | 0.49812 | 0.6157
PBH6A | Power (MW) | 0.2675 | 0.55123 | 0.84841 | 1.1481 | 1.4427
PGN | Peregian
PGN1B | Power (MW) | 0.55732 | 1.1501 | 1.7659 | 2.3746 | 2.9529
PGN2B | Power (MW) | 0.60175 | 1.3076 | 2.0881 | 2.873 | 3.5935
PGN6A | Power (MW) | 0.42832 | 0.8618 | 1.2928 | 1.7022 | 2.0778
PKW | Parkwood
PKW4A | Power (MW) | 0.13365 | 0.27014 | 0.4107 | 0.55199 | 0.69078
PPE | Pimpama East
PPE13A | Power (MW) | 0.3619 | 0.72829 | 1.0857 | 1.4123 | 1.6946
PPE15B | Power (MW) | 0.76887 | 1.2196 | 1.4461 | 1.5476 | 1.5903
PPE16A | Power (MW) | 0.089113 | 0.17776 | 0.26435 | 0.34528 | 0.41867
PPE17A | Power (MW) | 0.16151 | 0.22198 | 0.24334 | 0.2505 | 0.25284
PPE1B | Power (MW) | 1.3557 | 2.7556 | 4.061 | 5.1308 | 5.9167
PPE3A | Power (MW) | 0.79239 | 1.5747 | 2.2941 | 2.8944 | 3.3563
PPE5A | Power (MW) | 0.92031 | 1.392 | 1.5829 | 1.6502 | 1.6725
PPE6A | Power (MW) | 0.58197 | 1.2782 | 2.0628 | 2.865 | 3.6111
PRG | Postmans Ridge
PRG1 | Power (MW) | 0.20714 | 0.42143 | 0.63896 | 0.84944 | 1.0455
PWC | Palmwoods Central
PWC2 | Power (MW) | 0.42341 | 0.85914 | 1.3 | 1.7263 | 2.124
PWC3 | Power (MW) | 0.37319 | 0.74854 | 1.1226 | 1.4816 | 1.8155
PWC4 | Power (MW) | 0.42531 | 0.85651 | 1.287 | 1.6998 | 2.0842
PWC5 | Power (MW) | 0.67907 | 1.3732 | 2.0684 | 2.7328 | 3.3452
PWC6 | Power (MW) | 0.43728 | 0.87606 | 1.3086 | 1.7167 | 2.0896
QPT | Queensport
QPT21 | Power (MW) | 0.31936 | 0.65724 | 1.0101 | 1.3638 | 1.7078
QPT22A | Power (MW) | 0.24821 | 0.5258 | 0.83278 | 1.1595 | 1.4979
QPT25B | Power (MW) | 0.098337 | 0.20218 | 0.31241 | 0.42547 | 0.53802
QPT2A | Power (MW) | 0.34642 | 0.69776 | 1.0432 | 1.3605 | 1.6347
QPT5A | Power (MW) | 0.21403 | 0.44604 | 0.69427 | 0.94931 | 1.2036
QPT6 | Power (MW) | 0.029169 | 0.042729 | 0.049142 | 0.052066 | 0.053376
RBA | Robina
RBA15A | Power (MW) | 0.13555 | 0.28075 | 0.43767 | 0.60263 | 0.771
RBA1A | Power (MW) | 0.28797 | 0.59202 | 0.90978 | 1.2294 | 1.542
RBA34A | Power (MW) | 0.17319 | 0.37325 | 0.60199 | 0.85189 | 1.1142
RBA35A | Power (MW) | 0.20948 | 0.45972 | 0.75184 | 1.0752 | 1.4173
RBA37A | Power (MW) | 0.37851 | 0.78831 | 1.2248 | 1.6698 | 2.1079
RBA41A | Power (MW) | 0.076584 | 0.15857 | 0.24592 | 0.336 | 0.42689
RBA42A | Power (MW) | 0.084939 | 0.1744 | 0.2677 | 0.36151 | 0.4535
RBA43A | Power (MW) | 0.40487 | 0.80593 | 1.1951 | 1.5553 | 1.8766
RBA4A | Power (MW) | 0.11501 | 0.23421 | 0.35707 | 0.47954 | 0.59891
RBA9A | Power (MW) | 0.21215 | 0.44889 | 0.70322 | 0.95823 | 1.1988
RBARHP14 | Power (MW) | 0.32189 | 0.65948 | 1.0094 | 1.3581 | 1.6962
RBK | Redbank
RBK12A | Power (MW) | 0.65282 | 1.3447 | 1.8568 | 2.1344 | 2.2579
RBK4A | Power (MW) | 0.19217 | 0.40004 | 0.62801 | 0.87212 | 1.1262
RBK8A | Power (MW) | 0.13056 | 0.18504 | 0.20891 | 0.21907 | 0.22317
RBK9A | Power (MW) | 0.030785 | 0.059343 | 0.085504 | 0.10845 | 0.12791
RBY | Raby Bay
RBY10 | Power (MW) | 0.065834 | 0.12817 | 0.18705 | 0.24082 | 0.28854
RBY12 | Power (MW) | 0.35802 | 0.72106 | 1.0846 | 1.4349 | 1.7633
RBY13 | Power (MW) | 0.12008 | 0.24166 | 0.36346 | 0.48094 | 0.5913
RBY15 | Power (MW) | 0.33599 | 0.67942 | 1.0247 | 1.3573 | 1.6673
RBY16 | Power (MW) | 0.040857 | 0.082417 | 0.12331 | 0.16118 | 0.19472
RBY18 | Power (MW) | 0.078 | 0.1519 | 0.22059 | 0.28143 | 0.33335
RBY2A | Power (MW) | 0.28463 | 0.61975 | 1.0091 | 1.4419 | 1.9043
RBY3 | Power (MW) | 0.2933 | 0.60896 | 0.94393 | 1.285 | 1.6219
RBY6 | Power (MW) | 0.29017 | 0.58429 | 0.8791 | 1.1635 | 1.4303
RBY7A | Power (MW) | 0.11483 | 0.21112 | 0.28751 | 0.34375 | 0.38286
RBY9A | Power (MW) | 0.26591 | 0.53266 | 0.79497 | 1.0412 | 1.2645
RCF | Redcliffe
RCF10A | Power (MW) | 0.21891 | 0.43918 | 0.6574 | 0.86328 | 1.0489
RCF12A | Power (MW) | 0.013803 | 0.029134 | 0.046145 | 0.064473 | 0.083817
RCF1A | Power (MW) | 0.17508 | 0.36575 | 0.57155 | 0.78582 | 1.0035
RCF2A | Power (MW) | 0.19733 | 0.40068 | 0.60847 | 0.81341 | 1.0107
RCF3A | Power (MW) | 0.041674 | 0.080495 | 0.11591 | 0.14664 | 0.17239
RCF5A | Power (MW) | 0.040964 | 0.085424 | 0.13337 | 0.18329 | 0.23391
RCF7A | Power (MW) | 0.092614 | 0.20066 | 0.32492 | 0.46217 | 0.6092
RCF9A | Power (MW) | 0.18803 | 0.38908 | 0.60148 | 0.81753 | 1.0316
RCN | Runcorn
RCN10A | Power (MW) | 0.18813 | 0.37688 | 0.56488 | 0.74592 | 0.9164
RCN12A | Power (MW) | 0.21352 | 0.43082 | 0.65204 | 0.87097 | 1.083
RCN2A | Power (MW) | 0.22505 | 0.45082 | 0.67561 | 0.89188 | 1.0953
RCN3A | Power (MW) | 0.16819 | 0.33502 | 0.49921 | 0.65544 | 0.80085
RCN4A | Power (MW) | 0.37094 | 0.75811 | 1.157 | 1.5516 | 1.9304
RCN6A | Power (MW) | 0.12153 | 0.24567 | 0.37146 | 0.49465 | 0.61254
RCN8A | Power (MW) | 0.24743 | 0.49614 | 0.74418 | 0.98328 | 1.2086
RIS | Russell Island
RIS1 | Power (MW) | 0.17157 | 0.3512 | 0.53664 | 0.72059 | 0.89783
RIS2 | Power (MW) | 0.62027 | 1.267 | 1.931 | 2.584 | 3.2064
RIS4 | Power (MW) | 0.1443 | 0.29384 | 0.44647 | 0.59594 | 0.73792
RLA | Rocklea
RLA11A | Power (MW) | 0.02706 | 0.049727 | 0.068497 | 0.083271 | 0.094418
RLA12A | Power (MW) | 0.37109 | 0.79421 | 1.2635 | 1.7516 | 2.2275
RLA4A | Power (MW) | 0.2267 | 0.46865 | 0.71905 | 0.96349 | 1.1908
RLA5A | Power (MW) | 0.20375 | 0.42271 | 0.65314 | 0.88456 | 1.1088
RLA7A | Power (MW) | 0.023113 | 0.042648 | 0.058851 | 0.071654 | 0.081474
RLA8A | Power (MW) | 0.27754 | 0.56885 | 0.87334 | 1.1817 | 1.4871
RLB | Redland Bay
RLB11B | Power (MW) | 0.62273 | 1.2561 | 1.8877 | 2.4885 | 3.0398
RLB12B | Power (MW) | 0.056035 | 0.11156 | 0.16588 | 0.21674 | 0.26275
RLB13B | Power (MW) | 0.35692 | 0.71427 | 1.0641 | 1.3899 | 1.6816
RLB15A | Power (MW) | 0.37717 | 0.76326 | 1.1535 | 1.5324 | 1.8899
RLB15B | Power (MW) | 0.46942 | 0.94264 | 1.4082 | 1.8434 | 2.2342
RLB16A | Power (MW) | 0.068386 | 0.11503 | 0.14638 | 0.16662 | 0.17925
RPN | Redbank Plains
RPN1 | Power (MW) | 0.28977 | 0.58332 | 0.87378 | 1.147 | 1.3939
RPN2A | Power (MW) | 0.18611 | 0.37615 | 0.56885 | 0.75724 | 0.93676
RPN3A | Power (MW) | 0.32094 | 0.652 | 0.98915 | 1.3194 | 1.6339
RPN4A | Power (MW) | 1.0447 | 2.2389 | 3.5479 | 4.8789 | 6.141
RPN5A | Power (MW) | 0.31591 | 0.64813 | 0.9929 | 1.3366 | 1.6694
RPN7A | Power (MW) | 0.17695 | 0.25805 | 0.29104 | 0.30351 | 0.30804
RPN8 | Power (MW) | 0.284 | 0.57957 | 0.88323 | 1.1826 | 1.4686
RST | Roderick St
RST11A | Power (MW) | 0.11095 | 0.27351 | 0.51871 | 0.87215 | 1.3433
RST15A | Power (MW) | 0.13231 | 0.4292 | 0.97848 | 1.6841 | 2.2517
RST16A | Power (MW) | 0.24846 | 0.51743 | 0.80693 | 1.106 | 1.4029
RST18A | Power (MW) | 0.002631 | 0.005286 | 0.007985 | 0.010656 | 0.013264
RST20A | Power (MW) | 0.49691 | 1.0459 | 1.6424 | 2.2596 | 2.8707
RST2A | Power (MW) | 0.026733 | 0.053212 | 0.079212 | 0.10382 | 0.12643
RST5A | Power (MW) | 0.089064 | 0.1865 | 0.29173 | 0.40088 | 0.51072
RST8A | Power (MW) | 0.097731 | 0.20365 | 0.3179 | 0.43656 | 0.55596
RST9A | Power (MW) | 0.06393 | 0.1253 | 0.18246 | 0.23259 | 0.27451
RWD | Rosewood
EZRRWD4 | Power (MW) | 0.051501 | 0.10254 | 0.15257 | 0.19983 | 0.24332
RWD1 | Power (MW) | 0.11917 | 0.23925 | 0.35844 | 0.47207 | 0.57751
RWD2 | Power (MW) | 0.21337 | 0.43627 | 0.66682 | 0.89674 | 1.1203
SBH | Scarborough
SBH11 | Power (MW) | 0.25477 | 0.52547 | 0.80987 | 1.0975 | 1.3806
SBH13A | Power (MW) | 0.06285 | 0.12176 | 0.17688 | 0.22677 | 0.27053
SBH4 | Power (MW) | 0.24277 | 0.47566 | 0.69506 | 0.89251 | 1.0642
SBH6 | Power (MW) | 0.28538 | 0.58432 | 0.89432 | 1.2043 | 1.5065
SBH8 | Power (MW) | 0.17322 | 0.35981 | 0.55698 | 0.75598 | 0.94992
SBH9 | Power (MW) | 0.98446 | 1.9895 | 2.984 | 3.9114 | 4.7354
SBK | Sunnybank
GCLSBK26 | Power (MW) | 0.02261 | 0.042314 | 0.059157 | 0.072972 | 0.08397
SBK21 | Power (MW) | 0.078787 | 0.15132 | 0.2171 | 0.27438 | 0.3228
SBK22A | Power (MW) | 0.30721 | 0.62503 | 0.9536 | 1.2828 | 1.604
SBK24 | Power (MW) | 0.18784 | 0.38092 | 0.5775 | 0.77061 | 0.95569
SBK25 | Power (MW) | 0.11382 | 0.24372 | 0.39233 | 0.55699 | 0.73289
SBY | Salisbury
GCLSBY10 | Power (MW) | 0.26559 | 0.545 | 0.82559 | 1.0858 | 1.3105
SBY11A | Power (MW) | 0.22483 | 0.4588 | 0.69937 | 0.93725 | 1.1659
SBY14A | Power (MW) | 0.3187 | 0.6558 | 1.0048 | 1.3484 | 1.6732
SBY15A | Power (MW) | 0.015282 | 0.023489 | 0.027857 | 0.030096 | 0.031189
SBY3A | Power (MW) | 0.18538 | 0.38248 | 0.58753 | 0.7899 | 0.981
SBY6A | Power (MW) | 0.18401 | 0.38671 | 0.60171 | 0.81504 | 1.0146
SDM | Somerset Dam
SDM1 | Power (MW) | 0.036321 | 0.077016 | 0.12394 | 0.1772 | 0.23596
SFC | Springfield Central
PDASFC6 | Power (MW) | 1.6904 | 3.0363 | 3.7644 | 4.0665 | 4.1763
PDBSFC12 | Power (MW) | 2.7814 | 5.3633 | 7.3179 | 8.5325 | 9.1901
SFC11A | Power (MW) | 0.3834 | 0.79284 | 1.2194 | 1.6407 | 2.039
SFC3A | Power (MW) | 0.0068 | 0.00948 | 0.010611 | 0.011075 | 0.011245
SFC4A | Power (MW) | 0.1828 | 0.38297 | 0.59784 | 0.81762 | 1.0339
SFC7A | Power (MW) | 0.70774 | 1.4721 | 2.2485 | 2.9674 | 3.5799
SFD | Stafford
SFD10 | Power (MW) | 0.18569 | 0.37597 | 0.56907 | 0.75814 | 0.93881
SFD11 | Power (MW) | 0.18345 | 0.37537 | 0.57225 | 0.76405 | 0.94301
SFD2A | Power (MW) | 0.36675 | 0.73631 | 1.1041 | 1.4564 | 1.7847
SFD3 | Power (MW) | 0.24586 | 0.4906 | 0.73015 | 0.95415 | 1.1563
SFD4 | Power (MW) | 0.18671 | 0.38577 | 0.596 | 0.80979 | 1.0216
SFD5 | Power (MW) | 0.14002 | 0.28657 | 0.43829 | 0.58967 | 0.73682
SFD6B | Power (MW) | 0.078384 | 0.15967 | 0.24311 | 0.32577 | 0.40569
SFD7A | Power (MW) | 0.27967 | 0.56228 | 0.84408 | 1.1142 | 1.3657
SFD8 | Power (MW) | 0.14034 | 0.28495 | 0.4322 | 0.57644 | 0.71394
SFD9 | Power (MW) | 0.13212 | 0.2691 | 0.40995 | 0.54969 | 0.68501
SGT | Sandgate
FGBSGT23 | Power (MW) | 0.52733 | 1.0528 | 1.563 | 2.032 | 2.4451
SGT22A | Power (MW) | 0.26673 | 0.52793 | 0.7797 | 1.0122 | 1.22
SGT24A | Power (MW) | 0.37188 | 0.74765 | 1.1237 | 1.4868 | 1.829
SGT26A | Power (MW) | 0.13879 | 0.28205 | 0.4284 | 0.572 | 0.70877
SGT28A | Power (MW) | 0.42276 | 0.8677 | 1.3329 | 1.8023 | 2.2635
SGT3 | Power (MW) | 0.041115 | 0.074497 | 0.096315 | 0.10811 | 0.11383
SGT4 | Power (MW) | 0.25039 | 0.52264 | 0.81494 | 1.1168 | 1.4199
SGT5 | Power (MW) | 0.31097 | 0.6225 | 0.93149 | 1.2269 | 1.5022
SGT6 | Power (MW) | 0.2101 | 0.41933 | 0.62551 | 0.82135 | 1.0027
SGT9 | Power (MW) | 0.69821 | 1.425 | 2.1678 | 2.8901 | 3.5624
SHW | Sherwood
SARSHW7 | Power (MW) | 0.15175 | 0.34324 | 0.57316 | 0.82513 | 1.0765
SARSHW9 | Power (MW) | 0.070151 | 0.095733 | 0.10501 | 0.10828 | 0.10941
SHW10A | Power (MW) | 0.38029 | 0.77621 | 1.1811 | 1.577 | 1.9511
SHW12 | Power (MW) | 0.29249 | 0.58681 | 0.87487 | 1.1417 | 1.3781
SHW3 | Power (MW) | 0.28929 | 0.59057 | 0.89931 | 1.2017 | 1.4877
SHW4 | Power (MW) | 0.17165 | 0.34944 | 0.5308 | 0.70794 | 0.87535
SHW5A | Power (MW) | 0.40396 | 0.82949 | 1.2628 | 1.6769 | 2.052
SHW6A | Power (MW) | 0.26807 | 0.55086 | 0.84465 | 1.1373 | 1.4199
SHW6B | Power (MW) | 0.14421 | 0.29456 | 0.44998 | 0.60496 | 0.75577
SHW81 | Power (MW) | 0.16655 | 0.35515 | 0.56624 | 0.79355 | 1.0315
SIS | Stradbroke Is
SIS1 | Power (MW) | 0.13032 | 0.2683 | 0.41309 | 0.55966 | 0.70443
SIS2 | Power (MW) | 0.16393 | 0.33538 | 0.5129 | 0.68991 | 0.86174
SMF | Samford
SMF11A | Power (MW) | 0.26152 | 0.52131 | 0.77316 | 1.0051 | 1.2106
SMF12A | Power (MW) | 0.34714 | 0.68812 | 1.0152 | 1.3136 | 1.576
SMF13A | Power (MW) | 0.003119 | 0.006113 | 0.009004 | 0.011716 | 0.014193
SMF15A | Power (MW) | 0.18839 | 0.37086 | 0.54345 | 0.69894 | 0.83397
SMF1B | Power (MW) | 0.33067 | 0.66254 | 0.9887 | 1.2945 | 1.5711
SMF3A | Power (MW) | 0.23219 | 0.46333 | 0.68913 | 0.90014 | 1.091
SMF5A | Power (MW) | 0.27218 | 0.54342 | 0.80793 | 1.0538 | 1.2743
SMR | Sumner
SMR10A | Power (MW) | 0.14562 | 0.29459 | 0.44211 | 0.58002 | 0.7033
SMR10B | Power (MW) | 0.29152 | 0.58218 | 0.86859 | 1.1404 | 1.3916
SMR12A | Power (MW) | 0.23713 | 0.48078 | 0.72872 | 0.97183 | 1.2041
SMR12B | Power (MW) | 0.17323 | 0.32619 | 0.44765 | 0.53294 | 0.58747
SMR13B | Power (MW) | 0.11776 | 0.23561 | 0.35228 | 0.46348 | 0.56671
SMR15A | Power (MW) | 0.27412 | 0.55577 | 0.84142 | 1.1199 | 1.3838
SMR1A | Power (MW) | 0.26415 | 0.52952 | 0.79267 | 1.0433 | 1.2748
SMR3B | Power (MW) | 0.041133 | 0.078847 | 0.11357 | 0.14423 | 0.17038
SMR4A | Power (MW) | 0.43081 | 0.86604 | 1.299 | 1.7114 | 2.0918
SMR6A | Power (MW) | 0.093154 | 0.19918 | 0.32281 | 0.46108 | 0.60607
SMR7A | Power (MW) | 0.24111 | 0.48261 | 0.72163 | 0.94936 | 1.1608
SMR7B | Power (MW) | 0.008437 | 0.011407 | 0.012376 | 0.012713 | 0.012828
SMR9A | Power (MW) | 0.31999 | 0.64664 | 0.97492 | 1.2912 | 1.5867
SPC | Spring Creek
SPC2B | Power (MW) | 0.22884 | 0.46518 | 0.70522 | 0.93804 | 1.1557
SPD | Surfers Paradise
CDRSPD12 | Power (MW) | 0.09528 | 0.20726 | 0.33785 | 0.48495 | 0.64669
CDRSPD9 | Power (MW) | 0.41617 | 0.87658 | 1.3781 | 1.9007 | 2.4267
SPD11A | Power (MW) | 0.29107 | 0.61486 | 0.97141 | 1.3494 | 1.7392
SPD12B | Power (MW) | 0.094652 | 0.21629 | 0.37118 | 0.56008 | 0.78176
SPD19A | Power (MW) | 0.16162 | 0.34942 | 0.57482 | 0.83763 | 1.1283
SPD29A | Power (MW) | 0.011637 | 0.024179 | 0.037768 | 0.052199 | 0.067151
SPD4A | Power (MW) | 0.13045 | 0.28791 | 0.477 | 0.69583 | 0.94186
SPD4B | Power (MW) | 0.15129 | 0.32701 | 0.51084 | 0.67547 | 0.80203
SPD7B | Power (MW) | 0.004147 | 0.00847 | 0.013058 | 0.017718 | 0.022416
SPE | Strathpine
SPE1A | Power (MW) | 0.14853 | 0.23376 | 0.27899 | 0.30134 | 0.31188
SPE20A | Power (MW) | 0.092548 | 0.17615 | 0.2499 | 0.31168 | 0.36142
SPE22A | Power (MW) | 0.092404 | 0.15445 | 0.19497 | 0.22018 | 0.23537
SPE24 | Power (MW) | 0.010118 | 0.014056 | 0.015625 | 0.016226 | 0.016471
SPE2A | Power (MW) | 0.71092 | 1.5199 | 2.4134 | 3.3363 | 4.2264
SPE4A | Power (MW) | 0.19002 | 0.32601 | 0.41488 | 0.4681 | 0.49805
SPEWSP29 | Power (MW) | 0.010762 | 0.019259 | 0.025043 | 0.028506 | 0.0304
SPF | Springfield
SPF15A | Power (MW) | 0.9401 | 1.8716 | 2.745 | 3.4984 | 4.104
SPF17B | Power (MW) | 0.45915 | 0.93186 | 1.4117 | 1.8791 | 2.3205
SPF1B | Power (MW) | 0.50919 | 1.007 | 1.4746 | 1.8858 | 2.2283
SPO | Southport
SPO11A | Power (MW) | 0.019221 | 0.03925 | 0.060046 | 0.080958 | 0.10161
SPO16A | Power (MW) | 0.42563 | 0.91053 | 1.4457 | 2.0036 | 2.559
SPO31A | Power (MW) | 0.25341 | 0.54906 | 0.88586 | 1.2492 | 1.623
SPO32A | Power (MW) | 0.26284 | 0.54477 | 0.84376 | 1.1492 | 1.453
SPO3A | Power (MW) | 0.10987 | 0.22169 | 0.33485 | 0.44572 | 0.55195
SPO41A | Power (MW) | 0.2168 | 0.45389 | 0.71078 | 0.97906 | 1.2522
SPO47A | Power (MW) | 0.11823 | 0.24938 | 0.39134 | 0.53672 | 0.67876
SPO49B | Power (MW) | 0.13819 | 0.32468 | 0.55488 | 0.7998 | 1.0221
SPO51A | Power (MW) | 0.1673 | 0.3407 | 0.51882 | 0.69543 | 0.86635
SPO52A | Power (MW) | 0.10288 | 0.19907 | 0.28176 | 0.34465 | 0.38745
SPO55A | Power (MW) | 0.034219 | 0.072016 | 0.11336 | 0.15685 | 0.2012
SPO5A | Power (MW) | 0.098711 | 0.21435 | 0.34606 | 0.48694 | 0.62911
SPO60A | Power (MW) | 0.26641 | 0.5671 | 0.90018 | 1.253 | 1.6146
SPO60B | Power (MW) | 0.00764 | 0.010344 | 0.011317 | 0.011624 | 0.011738
SPO61A | Power (MW) | 0.069659 | 0.16302 | 0.27813 | 0.40262 | 0.52001
SPO67B | Power (MW) | 0.32376 | 0.63217 | 0.90923 | 1.1382 | 1.3147
SPO69A | Power (MW) | 0.068124 | 0.14173 | 0.22047 | 0.30146 | 0.38251
SPO8A | Power (MW) | 0.15198 | 0.31931 | 0.50374 | 0.70119 | 0.90708
SPOSSS15 | Power (MW) | 0.060868 | 0.13273 | 0.21633 | 0.30953 | 0.41002
SRD | Scrub Road
CDSSRD23 | Power (MW) | 0.086226 | 0.17334 | 0.2606 | 0.34497 | 0.42446
CDSSRD25 | Power (MW) | 0.032017 | 0.064263 | 0.09623 | 0.12658 | 0.1545
CLRSRD17 | Power (MW) | 0.22969 | 0.46945 | 0.71616 | 0.9596 | 1.1922
SRD14A | Power (MW) | 0.26949 | 0.54827 | 0.83368 | 1.1152 | 1.3858
SRD18A | Power (MW) | 0.13639 | 0.26908 | 0.39589 | 0.51169 | 0.61393
SRD19A | Power (MW) | 0.34198 | 0.69657 | 1.0605 | 1.4204 | 1.7669
SRD4A | Power (MW) | 0.39429 | 0.78864 | 1.1734 | 1.5301 | 1.8477
STL | St Lucia
STL1A | Power (MW) | 0.0765 | 0.15887 | 0.24696 | 0.33805 | 0.43036
STL2 | Power (MW) | 0.07596 | 0.16086 | 0.25631 | 0.36087 | 0.47306
STL3 | Power (MW) | 0.052035 | 0.098593 | 0.13769 | 0.16789 | 0.18978
STL5 | Power (MW) | 0.006266 | 0.0085 | 0.009286 | 0.009546 | 0.009627
STT | Stapylton
STT13A | Power (MW) | 0.066477 | 0.14088 | 0.22742 | 0.32582 | 0.43354
STT1B | Power (MW) | 0.10222 | 0.22449 | 0.37225 | 0.54205 | 0.72375
STT2B | Power (MW) | 0.000576 | 0.000794 | 0.000894 | 0.000931 | 0.00096
STT5B | Power (MW) | 0.5593 | 1.0433 | 1.4265 | 1.6963 | 1.8681
TBV | Tamborine Village
TBV1 | Power (MW) | 0.040561 | 0.084947 | 0.13242 | 0.18028 | 0.22591
TBV2 | Power (MW) | 0.077779 | 0.15382 | 0.22683 | 0.29404 | 0.35399
TBV3 | Power (MW) | 0.12434 | 0.2453 | 0.3606 | 0.46553 | 0.55777
TBV4 | Power (MW) | 0.28184 | 0.55831 | 0.82193 | 1.0599 | 1.2656
TCB | Tin Can Bay
TCB1 | Power (MW) | 0.23326 | 0.47193 | 0.71387 | 0.95045 | 1.1763
TCB2 | Power (MW) | 0.19023 | 0.38848 | 0.59338 | 0.79793 | 0.99717
TCB3 | Power (MW) | 0.49364 | 0.99845 | 1.5055 | 1.9921 | 2.4434
TGP | Tingalpa
TGP2A | Power (MW) | 0.22394 | 0.44991 | 0.6754 | 0.89193 | 1.0944
TGP3A | Power (MW) | 0.27127 | 0.54588 | 0.82111 | 1.087 | 1.3373
TGP5B | Power (MW) | 0.45894 | 0.94757 | 1.4608 | 1.9777 | 2.4816
TGP6A | Power (MW) | 0.25611 | 0.51546 | 0.77515 | 1.0254 | 1.2605
TGP8A | Power (MW) | 0.16223 | 0.33302 | 0.51181 | 0.69241 | 0.87016
TGP9A | Power (MW) | 0.66332 | 1.3574 | 2.0777 | 2.7954 | 3.4836
TGW | Toogoolawah
TGW1 | Power (MW) | 0.059928 | 0.11985 | 0.17862 | 0.23396 | 0.28476
TGW2 | Power (MW) | 0.040021 | 0.080578 | 0.12098 | 0.15968 | 0.1958
TGW3 | Power (MW) | 0.05224 | 0.10659 | 0.16237 | 0.21736 | 0.27013
TGW4 | Power (MW) | 0.11943 | 0.24164 | 0.36516 | 0.48536 | 0.5993
TGW5 | Power (MW) | 0.063004 | 0.12669 | 0.19023 | 0.25127 | 0.30843
THL | Tenthill
THL1 | Power (MW) | 0.21551 | 0.44004 | 0.66646 | 0.88142 | 1.0758
THL2 | Power (MW) | 0.036052 | 0.061834 | 0.079341 | 0.090516 | 0.097349
THL3 | Power (MW) | 0.093113 | 0.1894 | 0.28472 | 0.37297 | 0.45029
THL4 | Power (MW) | 0.026787 | 0.053373 | 0.079447 | 0.10404 | 0.12671
TMH | Tanah Merah
TMH12A | Power (MW) | 0.16118 | 0.3231 | 0.48297 | 0.63376 | 0.771
TMH13A | Power (MW) | 0.067726 | 0.13431 | 0.20039 | 0.26408 | 0.32351
TMH15A | Power (MW) | 0.43251 | 0.8764 | 1.3252 | 1.7604 | 2.1699
TMH16A | Power (MW) | 0.080456 | 0.16446 | 0.25111 | 0.33708 | 0.42011
TMH2A | Power (MW) | 0.098992 | 0.19609 | 0.2902 | 0.37797 | 0.45763
TMH3A | Power (MW) | 0.23973 | 0.48084 | 0.71939 | 0.94543 | 1.1528
TMH5A | Power (MW) | 0.29359 | 0.58956 | 0.88401 | 1.1656 | 1.4274
TPT | Toorbul Point
TPT1 | Power (MW) | 0.34575 | 0.69183 | 1.0346 | 1.3619 | 1.6666
TPT4 | Power (MW) | 0.61099 | 1.2535 | 1.8907 | 2.4692 | 2.9555
TPT5 | Power (MW) | 0.1891 | 0.385 | 0.5852 | 0.78129 | 0.9672
TRG | Taringa
TRG13A | Power (MW) | 0.21502 | 0.45371 | 0.71567 | 0.99224 | 1.2759
TRG15A | Power (MW) | 0.43494 | 0.86964 | 1.2763 | 1.6224 | 1.8942
TRG17A | Power (MW) | 0.13662 | 0.28781 | 0.44952 | 0.61177 | 0.76571
TRG3B | Power (MW) | 0.21661 | 0.44856 | 0.69622 | 0.94981 | 1.1978
TRG7A | Power (MW) | 0.074583 | 0.15658 | 0.24614 | 0.34076 | 0.43862
TRG8A | Power (MW) | 0.1558 | 0.32832 | 0.51744 | 0.71705 | 0.92236
TRP | Tarampa
TRP1 | Power (MW) | 0.15094 | 0.29862 | 0.44127 | 0.57385 | 0.69386
TRP2 | Power (MW) | 0.1006 | 0.2025 | 0.30375 | 0.40002 | 0.48874
TRP3 | Power (MW) | 0.074679 | 0.14908 | 0.22135 | 0.28825 | 0.3481
TRP4 | Power (MW) | 0.22005 | 0.45746 | 0.70683 | 0.9546 | 1.1897
TRP5 | Power (MW) | 0.12222 | 0.25095 | 0.38366 | 0.51403 | 0.63731
TSN | Tennyson
TSN15A | Power (MW) | 0.21134 | 0.43488 | 0.66443 | 0.88589 | 1.0882
TSN5A | Power (MW) | 0.050485 | 0.095875 | 0.13733 | 0.17383 | 0.20443
TWG | Toowong
TWG10 | Power (MW) | 0.29406 | 0.73137 | 1.349 | 2.129 | 2.9867
TWG11 | Power (MW) | 0.403 | 0.83739 | 1.2947 | 1.7516 | 2.1889
TWG13A | Power (MW) | 0.23193 | 0.47594 | 0.72865 | 0.97926 | 1.22
TWG13B | Power (MW) | 0.053473 | 0.10958 | 0.16706 | 0.22276 | 0.27416
TWG14A | Power (MW) | 0.045866 | 0.09615 | 0.15109 | 0.20896 | 0.26762
TWG15A | Power (MW) | 0.038233 | 0.080499 | 0.12688 | 0.17611 | 0.22722
TWG16 | Power (MW) | 0.18601 | 0.36912 | 0.54507 | 0.70441 | 0.84057
TWG17 | Power (MW) | 0.35918 | 0.75246 | 1.1767 | 1.6154 | 2.0547
TWG18 | Power (MW) | 0.24384 | 0.51264 | 0.80414 | 1.1064 | 1.4088
TWG19 | Power (MW) | 0.03297 | 0.071406 | 0.11595 | 0.16599 | 0.22098
TWG21 | Power (MW) | 0.10185 | 0.21025 | 0.3244 | 0.44028 | 0.55498
TWT | Tewantin
TWT11A | Power (MW) | 0.5201 | 1.0508 | 1.5813 | 2.0865 | 2.55
TWT12A | Power (MW) | 0.42664 | 0.8467 | 1.2492 | 1.6147 | 1.9327
TWT13A | Power (MW) | 0.61899 | 1.2636 | 1.925 | 2.5762 | 3.1983
TWT15A | Power (MW) | 0.35113 | 0.70632 | 1.0565 | 1.384 | 1.678
TWT2B | Power (MW) | 0.011287 | 0.015947 | 0.017862 | 0.01864 | 0.018957
TWT3A | Power (MW) | 1.1246 | 2.2952 | 3.4525 | 4.5101 | 5.4144
TWT5B | Power (MW) | 0.38864 | 0.82997 | 1.3131 | 1.8073 | 2.2827
TWT6B | Power (MW) | 0.40779 | 0.83152 | 1.2651 | 1.69 | 2.0933
UMG | Upper Mt Gravatt
UMG12A | Power (MW) | 0.14427 | 0.29339 | 0.44647 | 0.59832 | 0.74535
UMG1B | Power (MW) | 0.11392 | 0.2139 | 0.30063 | 0.37304 | 0.4317
UMG2A | Power (MW) | 0.21027 | 0.42476 | 0.64053 | 0.84894 | 1.0444
UMG3A | Power (MW) | 0.14566 | 0.32426 | 0.53982 | 0.78771 | 1.0609
UMG5A | Power (MW) | 0.1415 | 0.28325 | 0.42496 | 0.56218 | 0.69219
VPK | Victoria Park
LBCVPK5 | Power (MW) | 0.025172 | 0.051468 | 0.078194 | 0.10363 | 0.12643
VPK22A | Power (MW) | 0.092529 | 0.21153 | 0.36198 | 0.53915 | 0.72985
VPK30A | Power (MW) | 0.10856 | 0.23821 | 0.39175 | 0.56653 | 0.75918
VPK35A | Power (MW) | 0.28457 | 0.57589 | 0.84708 | 1.0705 | 1.236
VPK38A | Power (MW) | 0.017252 | 0.035644 | 0.055076 | 0.074823 | 0.09431
VPK42A | Power (MW) | 0.039677 | 0.090067 | 0.15227 | 0.2239 | 0.30071
VPK9A | Power (MW) | 0.11482 | 0.23945 | 0.37412 | 0.51472 | 0.658
VPT | Victoria Point
VPT12A | Power (MW) | 0.17046 | 0.33969 | 0.50668 | 0.66608 | 0.81485
VPT13A | Power (MW) | 0.3448 | 0.70237 | 1.0709 | 1.4374 | 1.7912
VPT16A | Power (MW) | 0.39703 | 0.79775 | 1.1981 | 1.5836 | 1.9455
VPT1B | Power (MW) | 0.33848 | 0.68637 | 1.0399 | 1.386 | 1.7163
VPT2A | Power (MW) | 0.0271 | 0.053086 | 0.07855 | 0.10303 | 0.1259
VPT3A | Power (MW) | 0.55568 | 1.1384 | 1.7287 | 2.2896 | 2.7942
VSL | Varsity Lakes
VSL10A | Power (MW) | 0.29022 | 0.5849 | 0.87988 | 1.1633 | 1.4273
VSL10B | Power (MW) | 0.15721 | 0.31974 | 0.48668 | 0.65232 | 0.81296
VSL11A | Power (MW) | 0.011783 | 0.024009 | 0.036744 | 0.049653 | 0.062478
VSL12A | Power (MW) | 0.44559 | 0.89754 | 1.3481 | 1.778 | 2.1751
VSL13A | Power (MW) | 0.3461 | 0.71752 | 1.1098 | 1.5059 | 1.8921
VSL1A | Power (MW) | 0.36221 | 0.74447 | 1.141 | 1.5344 | 1.9121
VSL1B | Power (MW) | 0.18656 | 0.3766 | 0.56787 | 0.75312 | 0.92763
VSL2A | Power (MW) | 0.3489 | 0.73639 | 1.1561 | 1.5849 | 2.0006
VSL3A | Power (MW) | 0.24484 | 0.52701 | 0.84911 | 1.2017 | 1.5726
VSL4A | Power (MW) | 0.064375 | 0.13301 | 0.20446 | 0.27469 | 0.34029
VSL8A | Power (MW) | 0.31241 | 0.93067 | 1.849 | 2.7172 | 3.2429
WCL | Wacol
WCL10A | Power (MW) | 0.072022 | 0.15445 | 0.25121 | 0.36114 | 0.47979
WCL11A | Power (MW) | 0.068636 | 0.14333 | 0.22714 | 0.31929 | 0.41731
WCL13A | Power (MW) | 0.056331 | 0.11016 | 0.16248 | 0.21126 | 0.25424
WCL17A | Power (MW) | 0.49442 | 1.0072 | 1.469 | 1.8184 | 2.0478
WCL19A | Power (MW) | 0.005082 | 0.006932 | 0.007653 | 0.007906 | 0.007996
WCL3 | Power (MW) | 0.040415 | 0.056583 | 0.062599 | 0.064691 | 0.065403
WED | West End
PMBWED4 | Power (MW) | 0.040069 | 0.072103 | 0.09684 | 0.11478 | 0.12717
WED10 | Power (MW) | 0.08413 | 0.1728 | 0.26565 | 0.35981 | 0.45323
WED16A | Power (MW) | 0.001747 | 0.003424 | 0.004915 | 0.006176 | 0.007184
WED16B | Power (MW) | 0.03153 | 0.067602 | 0.10811 | 0.15142 | 0.19578
WED17A | Power (MW) | 0.82834 | 1.8265 | 2.6208 | 3.0532 | 3.2389
WED17B | Power (MW) | 0.055697 | 0.12821 | 0.21995 | 0.32555 | 0.43387
WED20A | Power (MW) | 0.17396 | 0.36747 | 0.58237 | 0.81362 | 1.0564
WED21A | Power (MW) | 0.023545 | 0.047772 | 0.072628 | 0.097217 | 0.12067
WED21B | Power (MW) | 0.067137 | 0.1435 | 0.23034 | 0.3259 | 0.42852
WED22B | Power (MW) | 2.0282 | 4.1716 | 5.6715 | 6.4143 | 6.7154
WED3A | Power (MW) | 0.20093 | 0.42525 | 0.67484 | 0.94358 | 1.2263
WED5A | Power (MW) | 0.016453 | 0.02266 | 0.025132 | 0.026116 | 0.0265
WED6A | Power (MW) | 0.21618 | 0.45169 | 0.7055 | 0.96857 | 1.2335
WFD | Woodford
WFD1B | Power (MW) | 0.082264 | 0.16366 | 0.24286 | 0.31676 | 0.38373
WFD2B | Power (MW) | 0.19063 | 0.3855 | 0.58284 | 0.77548 | 0.95869
WFD3A | Power (MW) | 0.23676 | 0.48012 | 0.73293 | 0.98658 | 1.2295
WFD5A | Power (MW) | 0.28135 | 0.56234 | 0.83543 | 1.087 | 1.3093
WFD6A | Power (MW) | 0.19823 | 0.39694 | 0.59135 | 0.77178 | 0.93248
WHO | Wivenhoe
WHO1 | Power (MW) | 0.23209 | 0.46982 | 0.70904 | 0.93895 | 1.1521
WHO2 | Power (MW) | 0.33296 | 0.67654 | 1.0245 | 1.3607 | 1.674
WHO9 | Power (MW) | 0.016289 | 0.030981 | 0.043644 | 0.053834 | 0.061668
WMD | West Maroochydore
WMD10A | Power (MW) | 0.20806 | 0.42444 | 0.64918 | 0.87562 | 1.0987
WMD11A | Power (MW) | 0.66915 | 1.3609 | 2.0615 | 2.738 | 3.3672
WMD13A | Power (MW) | 0.35609 | 0.72448 | 1.0977 | 1.4585 | 1.7956
WMD14A | Power (MW) | 0.19129 | 0.39715 | 0.61843 | 0.84898 | 1.0828
WMD1A | Power (MW) | 0.24145 | 0.50676 | 0.79212 | 1.0811 | 1.3574
WMD2A | Power (MW) | 0.24246 | 0.49393 | 0.7517 | 1.0061 | 1.2508
WMD3A | Power (MW) | 0.26972 | 0.55612 | 0.85648 | 1.1593 | 1.4559
WMD4A | Power (MW) | 0.45267 | 0.90787 | 1.3589 | 1.7868 | 2.1793
WMD6A | Power (MW) | 0.44536 | 0.91428 | 1.3988 | 1.8774 | 2.3341
WMD8B | Power (MW) | 0.83 | 1.6951 | 2.5494 | 3.3267 | 3.9859
WMR | Wamuran
WMR1 | Power (MW) | 0.3099 | 0.61791 | 0.91645 | 1.1914 | 1.435
WMR2 | Power (MW) | 0.043492 | 0.08687 | 0.12956 | 0.17002 | 0.2074
WMR3 | Power (MW) | 0.29114 | 0.58982 | 0.88429 | 1.1551 | 1.3898
WMR4 | Power (MW) | 0.025468 | 0.05069 | 0.074623 | 0.095876 | 0.11371
WNM | Wynnum
WNM1A | Power (MW) | 0.30947 | 0.62749 | 0.95399 | 1.2791 | 1.5953
WNM2A | Power (MW) | 0.41797 | 0.86406 | 1.3328 | 1.8051 | 2.2665
WNM3 | Power (MW) | 0.27656 | 0.56834 | 0.87127 | 1.1729 | 1.4641
WNM4 | Power (MW) | 0.24531 | 0.4984 | 0.75584 | 1.007 | 1.2448
WNM5 | Power (MW) | 0.19375 | 0.36492 | 0.51296 | 0.63514 | 0.73264
WNM6 | Power (MW) | 0.15859 | 0.32116 | 0.48628 | 0.64793 | 0.80225
WNM7A | Power (MW) | 0.1616 | 0.34055 | 0.53648 | 0.74292 | 0.95456
WRD | Wellington Rd
WRD15A | Power (MW) | 0.032356 | 0.067531 | 0.10567 | 0.14571 | 0.18695
WRD15B | Power (MW) | 0.11165 | 0.22981 | 0.35092 | 0.46693 | 0.57161
WRD17A | Power (MW) | 0.15811 | 0.33755 | 0.53668 | 0.74603 | 0.95596
WRD19A | Power (MW) | 0.30381 | 0.64895 | 1.0339 | 1.4435 | 1.8626
WRD20A | Power (MW) | 0.23387 | 0.4968 | 0.78743 | 1.0945 | 1.4076
WRD21A | Power (MW) | 0.1969 | 0.42818 | 0.69629 | 0.99322 | 1.3094
WRD22B | Power (MW) | 0.045438 | 0.094455 | 0.14726 | 0.20247 | 0.25905
WRD24A | Power (MW) | 0.051297 | 0.10747 | 0.16844 | 0.23214 | 0.29685
WRD25A | Power (MW) | 0.034576 | 0.076036 | 0.12387 | 0.17473 | 0.22459
WRD25B | Power (MW) | 0.15835 | 0.33268 | 0.51729 | 0.6988 | 0.86557
WRD3A | Power (MW) | 0.12745 | 0.2702 | 0.42425 | 0.57277 | 0.69854
WRD5A | Power (MW) | 0.025365 | 0.053181 | 0.083033 | 0.11346 | 0.14322
WRD9A | Power (MW) | 0.02253 | 0.052172 | 0.091207 | 0.14107 | 0.20321
WRG | Woodridge
WRG11A | Power (MW) | 0.16132 | 0.33223 | 0.51148 | 0.69232 | 0.86967
WRG12A | Power (MW) | 0.10735 | 0.22092 | 0.33993 | 0.46045 | 0.57973
WRG15A | Power (MW) | 0.10257 | 0.19629 | 0.2804 | 0.35254 | 0.41245
WRG19A | Power (MW) | 0.46591 | 0.97527 | 1.5164 | 2.057 | 2.5678
WRG1A | Power (MW) | 0.3377 | 0.70057 | 1.0859 | 1.4801 | 1.8728
WRG2A | Power (MW) | 0.19977 | 0.40537 | 0.61469 | 0.82001 | 1.0163
WRG4A | Power (MW) | 0.099212 | 0.20366 | 0.31224 | 0.42069 | 0.52596
WRG5A | Power (MW) | 0.37307 | 0.82818 | 1.3778 | 2.0071 | 2.6848
WRG6A | Power (MW) | 0.078983 | 0.1621 | 0.24891 | 0.33639 | 0.42248
WRG8A | Power (MW) | 0.18945 | 0.37953 | 0.56849 | 0.74972 | 0.91941
WRG9A | Power (MW) | 0.35902 | 0.77616 | 1.2429 | 1.731 | 2.2114
WSE | Whiteside
WSE3A | Power (MW) | 0.46947 | 0.94767 | 1.4248 | 1.8792 | 2.297
WSE5A | Power (MW) | 0.12711 | 0.25308 | 0.37612 | 0.49151 | 0.59668
WSE6A | Power (MW) | 0.085866 | 0.17079 | 0.2537 | 0.33159 | 0.40281
WSO | Wacol South
WSO12B | Power (MW) | 0.1817 | 0.3666 | 0.55219 | 0.73132 | 0.89956
WSO13A | Power (MW) | 0.085509 | 0.17516 | 0.26879 | 0.36337 | 0.4565
WSO15A | Power (MW) | 0.28902 | 0.58054 | 0.87116 | 1.1411 | 1.3718
WSO3A | Power (MW) | 0.31091 | 0.63811 | 0.98473 | 1.3421 | 1.7009
WSO5A | Power (MW) | 0.02251 | 0.040835 | 0.055338 | 0.066239 | 0.074128
WSS | Whinstanes
WSS11A | Power (MW) | 0.002122 | 0.00295 | 0.00332 | 0.003467 | 0.00353
YDA | Yandina
YDA2B | Power (MW) | 0.066228 | 0.13293 | 0.19862 | 0.26027 | 0.31616
YDA3A | Power (MW) | 1.2441 | 2.4569 | 3.5797 | 4.541 | 5.3126
YDA5A | Power (MW) | 0.37018 | 0.75618 | 1.1481 | 1.5251 | 1.8726
YMT | Yamanto
YMT3A | Power (MW) | 0.26129 | 0.52204 | 0.7796 | 1.0244 | 1.2504
YMT5A | Power (MW) | 0.22431 | 0.45882 | 0.6996 | 0.93568 | 1.1591
YMT6A | Power (MW) | 0.4481 | 0.86062 | 1.2225 | 1.5177 | 1.7452
YTA | Yatala
YTA22B | Power (MW) | 0.34253 | 0.68343 | 1.018 | 1.333 | 1.6195
YTA25A | Power (MW) | 0.10411 | 0.1475 | 0.16546 | 0.17267 | 0.17548
YTA33A | Power (MW) | 0.24864 | 0.51699 | 0.80475 | 1.0993 | 1.3859
YTA34A | Power (MW) | 0.47444 | 0.66783 | 0.74276 | 0.77053 | 0.78048
YTA35A | Power (MW) | 0.17229 | 0.304 | 0.40524 | 0.4793 | 0.53015
YTA37A | Power (MW) | 0.060103 | 0.088917 | 0.10239 | 0.10837 | 0.11098
YTA38A | Power (MW) | 0.43244 | 0.69451 | 0.8471 | 0.93103 | 0.97501
YTA39A | Power (MW) | 0.38294 | 0.75531 | 1.108 | 1.4237 | 1.692
YTA41A | Power (MW) | 0.73381 | 1.4984 | 2.2743 | 3.0197 | 3.7044
YTA42A | Power (MW) | 0.72186 | 1.446 | 2.1481 | 2.7881 | 3.343
YTA43A | Power (MW) | 0.79694 | 1.5984 | 2.374 | 3.0763 | 3.6781
YTA45A | Power (MW) | 0.34473 | 0.68427 | 1.0133 | 1.3174 | 1.5877
ZMR | Zillmere
ZMR10 | Power (MW) | 0.30219 | 0.61824 | 0.94445 | 1.268 | 1.5796
ZMR11A | Power (MW) | 0.4626 | 1.1064 | 1.9463 | 2.9072 | 3.8508
ZMR2A | Power (MW) | 0.53286 | 1.09 | 1.6622 | 2.2221 | 2.7487
ZMR3 | Power (MW) | 0.2234 | 0.44733 | 0.66859 | 0.87854 | 1.0721
ZMR4A | Power (MW) | 0.44835 | 0.91185 | 1.3868 | 1.8563 | 2.3087
ZMR5 | Power (MW) | 0.55502 | 1.132 | 1.725 | 2.3115 | 2.8755
ZMR6A | Power (MW) | 0.22186 | 0.46646 | 0.73538 | 1.0207 | 1.3138
ZMR7A | Power (MW) | 0.08019 | 0.1764 | 0.29046 | 0.42038 | 0.56395
ZMR8A | Power (MW) | 0.009556 | 0.019565 | 0.030674 | 0.042708 | 0.055171
ZMR9 | Power (MW) | 0.099241 | 0.19845 | 0.29698 | 0.39179 | 0.48123